## Query result
id | part_number | description | on_hand | Physical Count
28338 | 004DN025BN4HC | 004DN025BN4HC ..Hydac Replacement Pressure Filter Element, 25 Micron, NBR Seal | 0
28339 | 0060R005ON-Hydac | Hydac Filter Element 1262932 | 0
27008 | 012-100093-MIGTEST | Down Stream Gasketing, Neoprene | 0
27025 | 1010-2ply | 10x10 2-Ply Poly Panel | 205
27026 | 1010-3ply | 10x10 3-Ply Poly Panel | 100
27027 | 1012-3ply | 10x12 3-Ply Poly Panel | 0
27028 | 1020-2ply | 10x20 2-Ply Poly Panel | 7
27029 | 1020-3ply | 10x20 3-Ply Poly Panel | 104
27030 | 1025-3ply | 10x25 3-Ply Poly Panel | 0
27036 | 1030-3ply | 10x30 3-Ply Poly Panel | 0
27031 | 1040-2ply | 10x40 2-Ply Poly Panel | 3
27034 | 1080-2ply | 10x80 2-Ply Poly Panel | 7
27032 | 1142-2ply | 11x42 MZP 2-Ply Poly Panel | 144
27033 | 12.24.2 Nova Pleat | 12x24x2 NovaPleat No Wire | 0
27035 | 1212-2Ply | 12x12 2-Ply Panel | 248
27037 | 1212-3Ply | 12x12 3-Ply Panel | 1
27039 | 12120-2ply | 12x120 2-Ply Poly Panel | 1
27038 | 12120-3ply | 12x120 3-Ply Poly Panel | 0
27040 | 1212W-2Ply-P | 12" x 12" 2 Ply Panel Filter | 0
27041 | 12144-2PLY-6L | 12x144 2 Ply Poly Panel | 13
27042 | 12144-3PLY-6L | 12x144 3 Ply Poly Panel | 0
27043 | 1218-2ply | 12x18 2-Ply Poly Panel | 0
27044 | 1218-3ply | 12x18 3-Ply Poly Panel | 0
27047 | 1218-5050WW-P | 12x18 2-Ply Panel | 0
27046 | 1220-2ply | 12x20 2-Ply Poly Panel | 0
27045 | 1220-3ply | 12x20 3-Ply Poly Panel | 312
27048 | 1224-2ply | 12x24 2-Ply Poly Panel | 1006
27049 | 1224-3ply | 12x24 3-Ply Poly Panel | 518
28398 | 1224-SPORAX | 12x24 Rigid Pad w/Sporax | 0
27056 | 1224W-3PLY-P | 12x24 3 Ply Poly Panel | 50
28401 | 1230-2Ply | 12x30 2-Ply Panel | 12
27055 | 1238-2ply | 12x38 2-Ply Poly Panel | 12
27050 | 1243-2ply | 12x43 2-Ply Poly Panel | 70
27054 | 1243-3ply | 12x43 3-Ply Poly Panel | 0
27057 | 1248W-2PLY-P | 12x48 2 Ply Poly Panel | 24
27052 | 1248W-3PLY-P | 12x48 3 Ply Poly Panel | 0
27051 | 1272-2Ply | 12x72 2-Ply Poly Panel | 30
27053 | 1272-3Ply | 12x72 3-Ply Poly Panel Special | 0
28407 | 1280-2ply | 12x80 2-Ply Poly Link | 1
28408 | 1280-3-Ply | 12x80 3-Ply Poly Panel | 3
27059 | 1296-2ply | 12x96 2-Ply Poly Panel Special | 19
27058 | 1296-3Ply | 12x96 3-Ply Poly Panel Special | 0
27060 | 1321-2ply | 13x21 2-Ply Poly Panel | 50
27061 | 1321-3ply | 13x21 3-Ply Poly Panel | 108
27062 | 1322-2ply | 13x22 2-Ply Poly Panel | 49
27064 | 1322-3ply | 13x22 3-Ply Poly Panel | 0
27063 | 1324-2ply | 13x24-3/4 2-Ply Poly Panel | 0
27065 | 14.20.2 Nova Pleat | 14x20x2 NovaPleat No Wire | 0
27066 | 14.25.1 Nova Pleat | 14x25x1 NovaPleat No Wire | 0
27067 | 1414-2ply | 14x14 2-Ply Poly Panel | 279
27068 | 1414-3ply | 14x14 3-Ply Poly Panel | 25
27069 | 1419-2ply | 14x19 2-Ply Poly Panel | 79
27074 | 1419-3ply | 14x19 3-Ply Poly Panel | 0
27070 | 1420-2ply | 14x20 2-Ply Poly Panel | 44
27072 | 1420-3ply | 14x20 3-Ply Poly Panel | 271
27071 | 1420-5050WW-P | 14x20 Poly Panel 2 Ply | 0
27073 | 1424-2ply | 14x24 2-Ply Poly Panel | 84
27075 | 1424-3ply | 14x24 3-Ply Poly Panel | 230
27076 | 1425-2ply | 14x25 2-Ply Poly Panel | 180
27077 | 1425-3ply | 14x25 3-Ply Poly Panel | 0
27078 | 1428-2ply | 14x28 2-Ply Poly Panel | 100
27079 | 1428-3ply | 14x28 3-Ply Poly Panel | 2
28410 | 1430-2ply | 14x30 2-Ply Poly Panel | 132
27080 | 1430-3Ply | 14x30 3-Ply Poly Panel | 201
27081 | 1438-2ply | 14x38 2-Ply Poly Panel | 71
27082 | 1438-3ply | 14x38 3-Ply Poly Panel | 5
27083 | 1444-2ply | 14x44 2-Ply Poly Panel | 111
27085 | 1444-3ply | 14x44 3-Ply Poly Panel | 0
27084 | 1520-2ply | 15x20 2-Ply Poly Panel | 198
27086 | 1520-3ply | 15x20 3-Ply Poly Panel | 1
27090 | 1520-5050WW-P | 15x20 2-Ply Panel | 0
27088 | 1525-3ply | 15x25 3-Ply Poly Panel | 0
27087 | 1530-2Ply | 15x30 2-Ply Poly Panel | 195
27089 | 1530-3Ply | 15x30 3-Ply Poly Panel | 150
27091 | 1530-5050WW-P | 15x30 2-Ply Panel | 0
27093 | 15305/8-2Ply | 15x30 5/8 2-Ply Poly Panel | 50
27092 | 15305/8-3Ply | 15x30 -5/8 3-Ply Poly Panel | 0
27094 | 1530W-2PLY P | 15"x30" 2 PLY PANEL FILTER | 0
27096 | 1531-3Ply | 15x31 3-Ply Poly Panel | 0
27095 | 1534-2ply | 15x34 2-Ply Poly Panel | 1
27097 | 16.20.1 Nova Pleat | 16x20x1 NovaPleat No Wire | 0
27098 | 16.20.2 Nova Pleat | 16x20x2 NovaPleat No Wire | 0
27099 | 16.25.1 Nova Pleat | 16x25x1 NovaPleat No Wire | 0
27100 | 16.25.2 Nova Pleat | 16x25x2 NovaPleat No Wire | 0
27101 | 16100-2Ply | 16x100 2-Ply Poly Panel | 14
27102 | 16120-2ply | 16" X 120" 2 PLY LINK FILTER | 0
27103 | 16120W - 3PLY - 5L | 16" X 120" 3 PLY LINK FILTER | 0
27104 | 1616-2Ply | 16x16 2-Ply Poly Panel | 217
27105 | 1616-3Ply | 16x16 3-Ply Poly Panel | 48
27107 | 1618-3Ply | 16x18 3-Ply Poly Panel | 0
27106 | 1618-5050WW-P | 16x18 Poly Panels 2 ply | 0
27108 | 1620-2Ply | 16x20 2-Ply Poly Panels | 87
27109 | 1620-2Ply FB Gold Panel | 16x20 2-Ply Gold Panel | 0
27110 | 1620-3Ply | 16x20 3-Ply Poly Panel | 451
27112 | 1620-5050WW-P | 16x20 2-Ply Panel | 0
27111 | 1622-2Ply | 16x22 2-Ply Poly Panel | 217
27113 | 1622-3Ply | 16x22 3-Ply Poly Panel | 10
27115 | 1622-5050WW-P | 16x22 2-Ply Panel | 0
27114 | 1624-2ply | 16x24 2-Ply Poly Panel | 394
27117 | 1624-3Ply | 16x24 3-Ply Poly Panel | 178
27116 | 1624-5050-G/W | 16x24 Poly Panels 2 ply | 0
27118 | 1625-2Ply | 16x25 2-Ply Poly Panel | 125
27120 | 1625-3Ply | 16x25 3-Ply Poly Panel | 54
27119 | 1625-5050WW-P | 16x25 2-Ply Panel | 0
27122 | 1628-2ply | 16x28 2-Ply Poly Panel | 10
27123 | 1630-2Ply | 16x30 2-Ply Poly Panel | 50
27124 | 1630-3Ply | 16x30 3-Ply Poly Panel | 711
27121 | 1631-3Ply | 16x31 3-Ply Poly Panel | 0
27125 | 1632-2ply | 16x32 2-Ply Poly Panel | 0
27127 | 1632-3ply | 16x32 3 Ply Poly Panel | 312
27128 | 1636-2ply | 16x36 2-Ply Poly Panel | 12
28409 | 1640-2ply | 16x40 2-Ply Panel | 50
27129 | 1640-3ply | 16x40 3-Ply Poly Panel | 50
27130 | 1648-2Ply | 16x48 MERV 9, 2-Ply Poly Link w/Antimicrobial | 27
28416 | 1648-3-Ply | 16x48 3-Ply Poly Panel | 25
27131 | 1650-2ply | 16x50 2-Ply Poly Panel | 14
27132 | 1650-3ply | 16x50 3-Ply Poly Panel | 0
27133 | 1651-2Ply | 16.5x51.5 2-Ply Poly Panels | 18
27134 | 1664-2PLY-3L | 16x64 2-Ply Poly Link | 3
27135 | 1672-2ply | 16x72 2-Ply Poly Panel | 8
27136 | 1672-3ply | 16x72 3-Ply Poly Panel | 0
27140 | 1675-2PLY-3L | 16x75 MZP 2-Ply Poly Panel | 84
27139 | 1680-2Ply | 16x80 2-Ply Poly Panel | 20
27138 | 1680-3Ply | 16x80 3-Ply Poly Panel | 0
28412 | 1690-3ply | 16x90 3-Ply Poly Link | 5
27141 | 1718-5050WW-P | 17x18 Poly Panels 2 Ply | 0
27143 | 18.24.2 Nova Pleat | 18x24x2 NovaPleat No Wire | 0
27144 | 1818-3ply | 18x18 3-Ply Poly Panel | 148
27145 | 1822-3Ply | 18x22 3-Ply Poly Panel | 0
27146 | 1822-5050WW-P | 18x22 Poly Panel 2 Ply | 0
27147 | 1824-3ply | 18x24 3-Ply Poly Panel | 285
27149 | 1825-3ply | 18x25 3-Ply Poly Panel | 150
27148 | 1828-5050-G/W | 18x28 Poly Panels 2 Ply | 0
27150 | 1830-2Ply | 18x30 2-Ply Panel | 0
27151 | 1830-5050WW-P | 18x30 2-Ply Panel | 0
28411 | 1831-2Ply | 18x31 2-Ply Poly Panel | 0
28413 | 1835396-006 | 1835396-006:..17.5" OD (18.5" W/ LIP) x 14.00" ID X 26" DuraShield Composite Air Filter Cartridge Assembly, Open / Closed End Caps, Gasket - Includes Inner Pre-Filter Liner & Retainer Strip.. | 0
27153 | 1837-2ply | 18x37 2-Ply Poly Panel | 81
28415 | 1848- 3-Ply Poly Panel | 18x48 3-Ply Poly Panel | 1
28417 | 1848-2 Ply Link | 18x48-2 Ply Link | 0
27152 | 1921-5050WW-P | 19x21 Poly Panels 2 ply | 0
27154 | 20.20.2 Nova Pleat | 20x20x2 NovaPleat No Wire | 0
27155 | 20.24.2 Nova Pleat | 20x24x2 NovaPleat No Wire | 0
27156 | 20.25.1 Nova Pleat | 20x25x1 NovaPleat No Wire | 0
27157 | 20.25.2 Nova Pleat | 20x25x2 NovaPleat No Wire | 0
28419 | 200-75-R | 200-75-R Balston Filter Cartridge (Box of 15) | 0
27158 | 20112-2Ply | 20x112 MERV 9, 2-Ply Poly Link w/Antimicrobial | 0
27159 | 20117-2ply | 20x117 MERV 9, 2-Ply Poly Link w/Antimicrobial | 0
27161 | 20120-2Ply | 20x120 2-Ply Poly Link | 6
27160 | 20120W - 3PLY - 5L | 20" X 120" 3 PLY LINK FILTER | 0
27162 | 2020-2ply | 20x20 2-Ply Poly Panel | 1
27163 | 2020-3ply | 20x20 3-Ply Poly Panel | 871
27164 | 2020-5050WW-P | 20x20 2-Ply Panel | 0
27165 | 2022-2ply | 20x22 2-Ply Poly Panel | 180
27166 | 2022-3ply | 20x22-3ply Poly Panel | 84
27169 | 2022-5050WW-P | 20x22 2-Ply Panel | 0
27167 | 2024-2Ply | 20x24 2-Ply Poly Panel | 1356
27170 | 2024-3ply | 20x24 3-Ply Poly Panel | 494
27168 | 2024-5050WW-P | 20x24 Poly Panel 2 Ply | 0
27171 | 2025-2ply | 20x25 2-Ply Poly Panel | 638
27172 | 2025-3ply | 20x25 3-Ply Poly Panel | 174
27173 | 2025-5050WW-P | 20x25 Poly Panels 2 Ply | 220
27174 | 2026-2ply | 20x26 2-Ply Poly Panel | 52
27175 | 2029-3ply | 20.5x29.25 3-Ply Poly Panel | 0
27177 | 2030-2Ply | 20x30 2-Ply Poly Panel | 130
27176 | 2030-2Ply FB Gold Panel | 20x30 2-Ply Gold Panel | 0
27178 | 2030-3Ply | 20x30 - 3 Ply Poly Panel | 121
27179 | 2030-5050WW-P | 20x30 2-Ply Panel | 0
27180 | 2032-2Ply | 20x32 2Ply Poly Panel | 52
27181 | 2032-3Ply | 2032 - 3 Ply Poly Panel | 275
27182 | 2036-2ply | 20x36 2-Ply Poly Panel | 72
27184 | 2036-3ply | 20x36 3-Ply Poly Panel | 0
27183 | 2040-2Ply | 20x40 2-Ply Poly Panel | 2
27185 | 2040-3Ply | 20x40 3 Ply Poly Panel | 12
27186 | 2040W-2PLY-2L | 20x40 2 Ply Poly Panel | 0
27016 | 2040W-3PLY-2 | 20x40 3 Ply Poly Panel | 0
28424 | 2045-2ply | 20x45 2-Ply Poly Panel | 8
28420 | 2045-3Ply | 20x45 3-Ply Panel | 3
28423 | 2048-2ply | 20x48 2-Ply Poly Link | 8
28425 | 2048-3-Ply | 20x48 3-Ply Poly Panel | 2
27187 | 2050-2Ply | 20x50 2-Ply Poly Panel | 3
27188 | 2050-3Ply | 20x50 3-Ply Poly Panel | 2
28426 | 2053-2Ply | 20x53 2-Ply Poly Panel | 1
27189 | 2060-2Ply | 20x60 2-Ply Poly Panel | 5
27190 | 2060-3Ply | 20x60 3-Ply Poly Panel | 0
27191 | 2064-2PLY-3L | 20x64 2-Ply Poly Link | 16
27192 | 2072-2ply | 20x72 2-Ply Poly Panel | 8
27197 | 2072-3ply | 20x72 3-Ply Poly Panel | 0
27195 | 2075-2Ply | 20x75 2-Ply Poly Panel | 0
27193 | 2075W-2PLY-3L | 20x75 2 Ply Poly Panel | 12
27194 | 2075W-3PLY-3L | 20x75 3 Ply Poly Panel | 0
27196 | 2080-2ply | 20x80 2-Ply Poly Panel | 0
27198 | 2084-2PLY-4L | 20x84 2-Ply Poly Link | 4
28427 | 2090-3-Ply | 20x90 3-Ply Poly Panel | 9
27200 | 2094-2Ply | 20x94 MERV 9, 2-Ply Poly Link w/Antimicrobial | 0
27201 | 2098-2Ply | 20x98 MERV 9, 2-Ply Poly Link w/Antimicrobial | 0
28432 | 210924102 | 24" x 24" Poly Shield XI Panel | 154
27199 | 2121-2ply | 21x21 2-Ply Poly Panel | 0
27202 | 2121-3ply | 21x21 3-Ply Poly Panel | 70
27203 | 2123-2ply | 21x23 1/2 2-Ply Poly Panel | 49
27204 | 2123-3ply | 21x23 1/2 3-Ply Poly Panel | 0
27205 | 2224-2PLY | 22x24 2-Ply Panel | 0
27206 | 2226-2ply | 22x26 2-Ply Poly Panel | 0
27207 | 2236-5050WW-P | 22x36 2-Ply Panel | 0
27208 | 24.24.2 Nova Pleat | 24x24x2 NovaPleat No Wire | 0
27209 | 24105-2Ply | 24x105 2-Ply Poly Panel | 0
27210 | 24110-2ply | 24x110 2Ply Poly Panel | 0
27211 | 24110-3ply | 24x110 3-Ply Poly Panel | 0
27212 | 24114-2ply | 24x114 2 Ply Poly Link | 0
28437 | 24114-3ply | 24x114 3 Ply Poly Link | 0
27213 | 24120-2Ply | 120x24 2-Ply Poly Link | 6
27214 | 24120-3ply | 24x120 3-Ply Poly Panel | 0
27215 | 24120W-3PLY-5L | 24x120 3 Ply Poly Panel | 0
27220 | 24140W-2PLY-7L | 24x140 2 Ply Poly Panel | 0
27216 | 24140W-3PLY-7L | 24x140 3 Ply Poly Panel | 0
27217 | 24144-2PLY-6L | 24x144 2 Ply Poly Panel | 0
27218 | 24144-3PLY-6L | 24x144 3 Ply Poly Panel | 0
27219 | 24192W-2PLY-6L | 24x192 2 Ply Poly Panel | 1
27221 | 24192W-3PLY-6L | 24x192 3 Ply Poly Panel | 0
27224 | 2424-2ply | 24x24 2-Ply Poly Panel | 3070
27222 | 2424-3ply | 24x24 3-Ply Poly Panel | 1647
27223 | 2424-5050WW-P | 24x24 Poly Panels 2 Ply | 0
28439 | 2424-SPORAX | 24x24 Rigid Pad w/Sporax | 0
28436 | 24242C140 | 24x24x2 Class 1 Pleat, 40% Metal Frame | 0
28440 | 24243SS3401NoHoles | 3401 Style Frame (No Holes) 24x24x3 A-8 Stainless Steel Frame | 10
27225 | 2424W-3PLY-P | 24x24- 3 Ply Poly Panels | 0
29311 | 2425-2ply | 24x25 MZP 2-Ply Poly Panel | 127
29312 | 2425-3ply | 24x25 MZP 3-Ply Poly Panel | 98
27226 | 2430-2ply | 24x30 2-Ply Poly Panel | 0
27227 | 2435-2ply | 24 1/2 x 35 1/2 2-Ply Poly Panel | 10
28441 | 2436-2ply | 24x36 2-Ply Poly Panel | 0
28443 | 2436-3ply | 24x36 3- Ply Poly Panel | 105
27228 | 2448-2ply | 24x48 2 Ply Poly Panel | 6
27229 | 2448W - 3PLY - 2L | 24x48 3 Ply Poly Panel | 0
27230 | 2460-2Ply | 24x60 2-Ply Poly Panel | 6
27231 | 2460-3Ply | 24x60 3-Ply Poly Panel Special | 0
28444 | 2472-2ply | 24x72 2Ply Poly Panel | 11
27232 | 2472-3Ply | 24x72 3-Ply Poly Panel Special | 7
28442 | 2480-2ply | 24x80 2-Ply Poly Link | 5
27233 | 2480-3ply-4L | 24" X 80" 3 PLY LINK FILTER | 2
28449 | 2484-2ply | 24x84 2Ply Poly Panel | 8
27234 | 2484-3ply | 24x84 3-Ply Poly Panel | 9
28451 | 2490-2ply | 24x90 2-Ply Poly Panel | 1
27235 | 2496-2ply | 24x96 2Ply Poly Panel | 1
27236 | 2496-3Ply | 24x96 3-Ply Poly Panel Special | 0
27237 | 2496W - 3PLY - 4L | 24" X 96" 3 PLY LINK FILTER | 0
27239 | 251/2361/2-2ply | 24 1/2 x 35 1/2 2-Ply Poly Panel | 0
27238 | 25100-2ply | 25x100 2-Ply Poly Panel | 0
28447 | 25120-2ply | 25x120 2-Ply Poly Link | 0
28446 | 25120-3-Ply | 25x120 3-Ply Poly Panel | 12
27240 | 25140-2PLY-7L | 25x140 2-Ply Poly Link-7L | 2
27241 | 2525-2Ply | 25x25 2-Ply Panel | 236
27242 | 2525-3ply | 25x25 3-Ply Poly Panel | 100
27243 | 2527-2Ply | 25x27 2-Ply Panel | 15
27244 | 2527-5050WW-P | 25x27 2-Ply Panel | 0
27245 | 2530-2ply | 25x30 MZP 2-Ply Poly Panel | 0
27246 | 2532-2ply | 25x32 2ply Poly Panel | 0
27247 | 2532-3ply | 25x32-3ply Poly Panel | 0
27250 | 2548-2ply | 25x48 2 Ply Poly Panel | 16
27249 | 2548-3ply | 25x48 3-Ply Poly Panel | 5
27248 | 2552-2ply | 25x52 2ply Poly Panel | 0
27251 | 2552-3Ply | 25x52 3-Ply Poly Panel Special | 0
27253 | 2560-2ply | 25x60 2-Ply Poly Panel | 2
27252 | 2560-3ply | 25x60 3-Ply Poly Panel | 0
27254 | 2563-2Ply | 25x63 MERV 9, 2-Ply Poly Link w/Antimicrobial | 0
27255 | 2575-2ply | 25x75 2-Ply Poly Panel | 1
27256 | 2578-2Ply | 25x78 MERV 9, 2-Ply Poly Link w/Antimicrobial | 0
27257 | 2590-2PLY-5L | 25x90 2-Ply Poly Panel | 8
27258 | 2596W-2PLY-4L | 25x96 2 Ply Poly Panel | 16
27259 | 2596W-3PLY-4L | 25x96 3 Ply Poly Panel | 0
27260 | 2597-2Ply | 25x97 MERV 9, 2-Ply Poly Link w/Antimicrobial | 0
27261 | 2634-2Ply | 26x34 2-Ply Poly Panel | 50
27264 | 280001224 | 12x24 2-Ply FB Gold Panel | 607
27262 | 280001625 | 16x25 2-Ply Gold Panel | 408
27265 | 280002020 | 20x20 2-Ply Gold Panel | 96
27263 | 280002024 | 20x24 2-Ply Gold Panel | 300
27266 | 280002025 | 20x25 2-Ply Gold Panel | 0
27267 | 280002424 | 24x24 2-Ply Gold Panel | 215
27268 | 2829-3ply | 28.5x29.5 3-Ply Poly Panel | 0
28453 | 3040-2ply | 30x40 2-Ply Poly Link | 0
28448 | 3040-3Ply | 30x40 3-Ply Poly Panel | 1
27269 | 3045-3ply | 30x45 3-Ply Poly Panel | 0
28458 | 330070412 | 24 x 24 x 12 Dustlok 30-HC | 0
27270 | 331-946-148 | 24x24x12 VARICEL SH MERV 14 | 0
27271 | 331-946-150 | 12x24x12 VARICEL SH MERV 14 | 0
28377 | 4030048 | Filter, F9 Conical, 12.75X17.5X26, Cone, G90 | 0
28375 | 4030049 | Filter, F9 Cartridge, 12.75x26, Cylinder, G90 | 0
28374 | 4030050 | Filter, E11 Conical, 12.75X17.5X26, Cone, G90 | 0
28378 | 4030051 | Filter, E11 Cartridge, 12.75x26, Cylinder, G90 | 0
28372 | 4030070 | Filter, F8 Conical, clearcurrent PRO, 12.75X17.5X26, Cone, G90, Syn Media | 0
28376 | 4030071 | Filter, F8 Cartridge, clearcurrent PRO, 12.75x26, Cylinder, G90, Syn Media | 0
28379 | 4030073 | Composite filter for LM6000L | 0
27278 | 4040-2ply | 40x40 2-Ply Poly Panel | 6
27282 | 4250-2Ply | 42x50 2-Ply Poly Panel | 74
27283 | 810-2ply | 8x10 2-Ply Poly Panel | 0
27284 | 814-2ply | 8x14 2-Ply Poly Panel | 0
27285 | 820-2ply | 8x20 2-Ply Poly Panel | 75
27286 | 820-3ply | 8x20 3-Ply Poly Panel | 0
28526 | 82604A | 82604A Fleetguard Winslow Rolled Cotton Sock Filter | 0
28529 | 832-2ply | 8x32 2-Ply Panel | 0
28532 | 832-3Ply | 8x32 3-Ply Poly Panel | 205
27287 | 934-2ply | 9x34 Special 2-Ply Poly Panel | 0
27289 | 961-3ply | 9x61.25 3-Ply Poly Panel | 0
27291 | 962-2ply | 9x62 MZP 2-Ply Poly Panel | 72
27288 | 963-2ply | 9x63 2-Ply Poly Panel | 107
27290 | 99-2ply | 9x9x1 2-Ply Poly Panel | 0
27293 | 99-4-00-00-36 | RSE15 Puracarb Equivalent | 0
27292 | 99-4-00-00-58 | PCBAM, Puracarb AM Media | 0
27295 | A-5 Aluminum | Aluminum Metal Mesh Filter | 0
27294 | A-5 Aluminum16251 | 16x25x1 Aluminum Mesh Filter | 0
28544 | A-5 Aluminum16252 | 16x25x2 Aluminum Mesh Filter | 0
27296 | A-5 Aluminum20252 | 20x25x2 Aluminum Mesh Filter | 0
27297 | A-5 Aluminum24244 | 24x24x4 Aluminum Mesh Filter | 0
27298 | A-5 Aluminum30991 | 30 1/4 x 99 1/2 x 1 A-5 Aluminum | 0
28543 | A-5-20252 Stainless Steel | A-5 20x25x2 Stainless Steel high temperature glass | 0
27299 | A-6 Galv | 24x24x2 Galvanized Steel Filter | 0
28548 | A-6 Industrial Metal | A-6 Industrial Filter..18 3/4" x 15 3/8" x 0.50" | 0
28550 | A-Stainless Steel | nan | 0
27302 | AAF-Varicel | VariCel M-PAK SH STD | 0
27301 | AAF-Varicel20246 | MERV 14 20x24x6 VariCel M-PAK SH STD | 0
27303 | AAF-Varicel242412 | MERV 14 24x24x12 VariCel SH STD | 0
27304 | AC50S-12246 | 12x24x6, 50% Rigid Box synthetic filter NH | 0
27305 | AC50S-24246 | 24x24x6, 50% Rigid Box synthetic filter NH | 0
27306 | AC95S-242412 | 24x24x12 Aero-Cell S, 95% Rigid Box Synthetic Filter, no header | 0
27308 | ACMHP-16256 | 16x26x6 Carbon MIni CP Filter | 0
27307 | ACMHP-20256 | 20x25x6 Carbon Mini CP Filter | 0
28568 | AFC-1031CRBN5 | nan | 0
28565 | AFC-12024-2P-M10 | FILTER, INLET AIR, 24" X 120" (5, 24" PANELS)..TWO LAYER PROGRESSIVE DENSITY POLYESTER | 0
28569 | AFC-12120-CPP | 12x120 Carbon Poly Link | 0
28574 | AFC-1224-CPP | 12x24 Carbon Poly Panel | 467
28570 | AFC-12351-SW | Synthetic Poly-pad, 12x35x1" thick (white) | 0
28571 | AFC-1616-CPP | 16x16 Carbon Poly Panel | 0
28573 | AFC-1620-CPP | 16x20 Carbon Poly Panel | 0
28575 | AFC-16251-SW | Synthetic Poly-pad, 16x25x1" thick (white) | 0
28572 | AFC-1834-CPP | 18x34 Carbon Poly Panel | 0
28576 | AFC-1837-CPP | 18x37 Carbon Poly Panel | 4
28578 | AFC-2024-CPP | 20x24 Carbon Poly Panel | 62
28577 | AFC-2025-CPP | 20x25 Carbon Poly Panel | 25
28579 | AFC-2030-CPP | 20x30 Carbon Poly Panel | 36
28580 | AFC-2123-CPP | 21x23 Carbon Poly Panel | 0
28581 | AFC-2223-CPP | 22x23 Carbon Poly Panel | 0
28583 | AFC-24114-CPP | 24x114 Carbon Poly Link | 0
28582 | AFC-24120-CPP | 24x120 Carbon Poly Link | 0
28588 | AFC-2424-CPP | 24x24 Carbon Poly Panel | 270
28584 | AFC-2426-CPP | 24x26 Carbon Poly Panel | 0
28587 | AFC-2526-CPP | 25x26 Carbon Poly Panel | 0
28585 | AFC-2626-CPP | 26x26 Carbon Poly Panel | 0
28586 | AFC-2628-CPP | 26x28 Carbon Poly Panel | 0
28589 | AFC-2636-CPP | 26x36 Carbon Poly Panel | 0
28590 | AFC-4Ply | AFC-4Ply | 0
27314 | AMPAF11-24242 | 24x24x2 Aluminum Frame MERV 11 | 0
27315 | AMPGP-10302 | 10x30x2 Class 1- Pleated Filter Galvanized Frame..W/Handles on MIDDLE LONG SIDE ..Galvanized ..Metal Screen Both Sides..High Capacity | 3
27316 | AMPGP-11.316x11.316x1-SS | AMPGP Metal Filter; ..11-13/16" x 11-13/16" x 1"..w/Stainless Steel Frame | 0
27317 | AMPGP-12121 | 12x12x1 Stainless Steel Frame | 0
27319 | AMPGP-12242 | 12x24x2 AMPGP Metal Filter..No Straps..Galvanized ..Metal Screen Both Sides..High Capacity | 36
27318 | AMPGP-24242 | 24x24x2 AMPGP Metal Filter..No Straps..Galvanized ..Metal Screen Both Sides..High Capacity | 111
27320 | AMPGP-Alum | 11-13/16" x 11-13/16" x 7/8" Aluminum Frame, No Gasket | 0
27321 | AMPGP-Metal | AMPGP Metal Filter..Galvanized .. | 0
27322 | AMPHC-24242 | 24x24x2 Class 1 - High Temp Galv. Steel Filter.. | 0
27325 | BF1824-A | BF 1824-A..Equivalent 16B23 Kaydon | 0
27326 | BT8874-MPG | 4-23/32OD 11-17/32L 10u Sp/On Max Perf Glass Hyd | 0
28640 | CARTRIDGE | nan | 0
28650 | CFPS-E11-26CYL | Camfil, Campulse HemiPleat, E11 Cambrane, 26" Cylindrical Canister, Galvanized with .56" bolt hole | 0
27347 | CI-M145P-12204 | 12x20x4 MERV 15 Mini Pleat Plastic Frame | 0
27013 | CI-M145P-12204- | 12x20x4 MERV 15 Mini Pleat Plastic Frame | 0
28656 | CI-MINIPLEAT | MINIPLEAT | 0
27350 | CI-MP215-12242 | 12x24x2 MERV 15 Mini Pleat | 134
27348 | CI-MP215-16202 | 16x20x2 MERV 15 Mini Pleat | 0
27349 | CI-MP215-16252 | 16x25x2 MERV 15 Mini Pleat | 7
27351 | CI-MP215-20202 | 20x20x2 MERV 15 Mini Pleat | 0
27352 | CI-MP215-20202-ZB | 20x20x2 MERV 15 Mini Pleat | 0
27354 | CI-MP215-20242 | 20x24x2 MERV 15 Mini Pleat | 6
27353 | CI-MP215-20242-ZB | 20x24x2 MERV 15 Mini Pleat | 0
27355 | CI-MP215-20252 | 20x25x2 MERV 15 Mini Pleat | 3
27356 | CI-MP215-24242 | 24x24x2 MERV 15 Die Cut Mini Pleat | 37
27357 | CI-MP411P-16204 | 16x20x4 MERV 11 Mini Pleat Plastic Frame | 0
27358 | CI-MP411P-16254 | 16x25x4 MERV 11 Mini Pleat Plastic Frame | 0
27359 | CI-MP411P-20244 | 20x24x4 MERV 11 Mini Pleat Plastic Frame | 0
27360 | CI-MP411P-24244 | 24x24x4 MERV 11 Mini Pleat Plastic Frame | 0
27361 | CI-MP413P-12244 | 12x24x4 MERV 13 Mini Pleat Plastic Frame | 0
27362 | CI-MP413P-20244 | 20x24x4 MERV 13 Mini Pleat Plastic Frame | 0
27364 | CI-MP413P-24244 | 24x24x4 MERV 13 Mini Pleat Plastic Frame | 0
27363 | CI-MP414P-12244 | 12x24x4 MERV 14 Mini Pleat Plastic Frame | 0
27365 | CI-MP414P-20204 | 20x20x4 MERV 14 Mini Pleat Plastic Frame | 0
27366 | CI-MP414P-20244 | 20x24x4 MERV 14 Mini Pleat Plastic Frame | 0
27367 | CI-MP414P-24244 | 24x24x4 MERV 14 Mini Pleat Plastic Frame | 0
27368 | CI-MP415-18244 | 18x24x4 MERV 15 Mini Pleat | 0
27370 | CI-MP415-20254 | 20x25x4 MERV 15 Mini Pleat | 0
27371 | CI-MP415-24244 | 24x24x4 MERV 15 Mini Pleat Die Cut Frame | 0
27369 | CI-MP415P-12204 | 12x20x4 MERV 15 Mini Pleat Plastic Frame | 0
27372 | CI-MP415P-12244 | 12x24x4 MERV 15 Mini Pleat Plastic Frame | 47
27373 | CI-MP415P-16204 | 16x20x4 MERV 15 Mini Pleat Plastic Frame | 0
27374 | CI-MP415P-16254 | 16x25x4 MERV 15 Mini Pleat Plastic Frame | 24
27375 | CI-MP415P-18244 | 18x24x4 MERV 15 Mini Pleat Plastic Frame | 0
27376 | CI-MP415P-20204 | 20x20x4 MERV 15 Mini Pleat Plastic Frame | 3
27377 | CI-MP415P-20244 | 20x24x4 MERV 15 Mini Pleat Plastic Frame | 1
27378 | CI-MP415P-20254 | 20x25x4 MERV 15 Mini Pleat Plastic Frame | 0
27379 | CI-MP415P-24244 | 24x24x4 MERV 15 Mini Pleat Plastic Frame | 0
28657 | CI-MP415P-SPECIAL | SPECIAL MERV 15 Mini Pleat Plastic Frame | 0
27380 | CI-MP4H15P-1224 | 12x24x4 MERV 15 Mini Pleat Plastic Frame Headered | 2
27381 | CI-MP4H15P-16204 | 16x20x4 MERV15 Mini Pleat Plastic Frame w/Header | 1
27382 | CI-MP4H15P-2020 | 20x20x4 MERV15 Mini Pleat Plastic Frame w/Header | 7
27384 | CI-MP4H15P-2024 | 20x24x4 MERV 15 Mini Pleat Plastic Frame w/ Header | 32
27383 | CI-MP4H15P-2025 | 20x25x4, MERV 15 Mini Pleat w/Header | 9
27386 | CI-MP4H15P-2424 | 24x24x4 MERV 15 Mini Pleat Plastic Frame Headered | 12
28659 | CMBF 3-40NN | CMBF 3-40NN ..40' CMBF Filter 3Mic MLT-BLWM..PP Cut End no Gskt | 0
27385 | CMS-CARB 1/1 G M13 | 24x24x12, V-Bank Style Extended Surface Carbon (500g) Filter w/DSG | 0
27387 | CMS-CARB 1/1 G M14 | 24x24x12, V-Bank Style Extended Surface Carbon (500g) Filter w/DSG | 0
28660 | CONICAL | nan | 0
27388 | CP-M15-202015-08 | 20x20x15 (90-95%) Synthetic Bag Filter, 8-Pocket | 0
28658 | Cleanova | nan | 0
28669 | DD718-05-060000 | HILCO Stacked Disk Cartridge | 0
28682 | DUP F-WRAP-26S-TP | Pre-filter wrap for 26" canister filters Sewn Moisture Tolerant Media for TurboPulse | 0
27390 | DUP MINIRF-2/60 | 16x20x2 Mini Roughing Filter | 0
28688 | ECube 24x24 F7 | F7 ECube Pocket Filter..24x24x24 8P DownStream Gasket 592x592x600-8P Plastic Frame | 0
28694 | EFS030648-016-190HV | HV HEPA Filter..(Exceed Performance of Donaldson P030648-016-190) | 0
28696 | EMAXX E10 1/1 | Viledon V08-25-N19S-K27-30m� | 0
28698 | EMAXX E12 1/1 | Viledon EMaxx E12 24x24x17 | 0
27020 | F-CUBE-V2424-CV | Pre-filter Carbon cube for 24x24x12 V4-Bank Filters | 0
27395 | F-F51224-CFC-W | EFS F5 MERV 8 CFC Coalescing Pocket Filter 12x24x12 6P | 0
27396 | F-F52424-CFC-W | EFS F5 MERV 8 CFC Coalescing Pocket Filter 24x24x12 6P | 0
27397 | F-F5SS1224-RP-W | EFS F5 (MERV 8) Reverse Pocket Filter (12x24x13), Synthetic Pocket Filter (3 pockets) | 0
27399 | F-F5SS2424-RP-W | EFS F5 (MERV 8) Reverse Pocket Filter (24x24x13), Synthetic Pocket Filter (6 pockets) | 0
27398 | F-G41224-CFC-W | EFS G4 CFC Coalescing Pocket Filter 12x24x15 Synthetic 3P | 0
27400 | F-G42424-CFC-W | EFS G4 CFC Coalescing Pocket Filter 24x24x15 Synthetic 6P | 0
27401 | F-G4SS1224-RP-W | EFS G4 Reverse 3-Pocket Filter 12x24x13 Synthetic | 72
27402 | F-G4SS2024-RP-W | EFS G4 Reverse 4-Pocket Filter 20x24x13 Synthetic | 90
27403 | F-G4SS2424-RP-W | EFS G4 Reverse 6-Pocket Filter 24x24x13 Synthetic | 1533
27404 | F-SBP-MERV8-45122- | METRO, Filter, Air, HVAC pleated..45-3/4" x 12-1/4" x 1-3/4"; MERV 8, Pleated Filter..METRO PN: 171358N | 414
28714 | F-SOCK-22V | Pre-filter sock for 22" canister filters (with Velcro strip); standard white media | 0
28716 | F-SOCK-26 | Pre-filter sock for 26" canister filters (no Velcro strap) | 0
28715 | F-SOCK-3V600 | Reverse prefilter glove for CamGT 3V600 | 81
28718 | F-SOCK-CMPST-S | Pre-filter inner wrap for 26" Composite Filter and Plastic Strap with Velcro | 70
28717 | F-SOCK-GDX | One Piece Pre-filter sock for GDX style filters | 210
28721 | F-SOCK-GDX-S15 | One-piece Synthetic Pre-filter sock for GDX/ E12 | 0
28719 | F-SOCK-GDX15 | Gas Turbine Pre-filter 1 Piece Sock for GDX style filters -..Freudenberg P15/500 - Filtrair C15/500 media | 0
28720 | F-SOCK-V1224 | Pre-Filter sock for 12x24x12 V4-Bank Filters | 0
28722 | F-SOCK-V2424 | Pre-Filter sock for 24x24x12 V4-Bank Filters | 0
28727 | F-WRAP-22V | Pre-filter wrap for 22" canister filters with Velcro strap | 19
29329 | F-WRAP-22V-S15 | F-WRAP-22V-S15 | 128
28724 | F-WRAP-26-CYN | Pre-filter wrap for 26" Cylindrical filters with Velcro strap | 35
28726 | F-WRAP-26S | Pre-filter wrap for 26" canister filters Sewn | 0
28725 | F-WRAP-26S-S15 | Pre-filter wrap for 26" canister filters Sewn Moisture Tolerant S15 | 0
28729 | F-WRAP-26S-TP | Pre-filter wrap for 26" canister filters Sewn Moisture Tolerant Media for TurboPulse | 0
28730 | F-WRAP-26V | Pre-filter wrap for 26" canister filters with Velcro strap | 350
28728 | F-WRAP-26V-CON | Pre-filter wrap for 26" Conical filters with Velcro strap | 0
28731 | F-WRAP-26V-CON-S15 | Pre-filter wrap for 26" Conical filters with Velcro strap Moisture Tolerant S15 | 0
28732 | F-WRAP-26V-CON-TP | Pre-filter wrap for 26" Conical filters with Velcro strap Moisture Tolerant Media for Camfil TurboPulse | 0
28737 | F-WRAP-28S-S15-SPEC | Special Dim. OD 15.92" Pre-filter wrap for 28" canister filters Sewn Moisture Tolerant S15. | 0
28734 | F-WRAP-30V | Pre-filter wrap for 30" canister filters with Velcro strap | 0
28735 | F-WRAP-34V | Pre-filter wrap for 34" canister w/Velcro strap | 0
28736 | F-WRAP-34V-CON | Pre-filter wrap for 34" Conical filters with Velcro strap | 0
29331 | F-WRAP-35V | F-WRAP-35V | 0
28733 | F-WRAP-36V | Pre-filter wrap for 36" canister w/Velcro strap | 0
28738 | F-WRAP-40S | Pre-Filter 40" canister filter sewn | 0
28742 | F-WRAP-CMPST | Pre-filter inner wrap w/ Velcro Strap | 0
29256 | F-WRAP-CMPST-CAMFIL | F Wrap Camfil | 45
28739 | F-WRAP-V1612 | Cartridge Filter wrap w/Velcro; 16"OD x 12"H; Equiv to P191016-016-340 | 0
28740 | F-WRAP-V2541 | Cartridge Filter wrap w/Velcro; 25" x 41" | 0
27405 | F0619577 | FPM-493-2448-RSR..22.312 x 46.312 x 4.000..Test Flow: 555 CFM..Resistance: 0.40 | 0
28741 | F31S36412 / PO-25-P02E-WW-30L | F31S36412 / PO-25-P02E-WW-30L..Eaton Sentinel Bag Filter | 0
27408 | F45S 1/1 | Viledon 24x24x13 45% Pocket | 0
27409 | F5-06-122422 | 12x24x22, F5 (50%), 6 Pocket, Synthetic Bag Filter with Extruded Aluminum Frame | 10
27410 | F5-06-242422 | 24x24x22, F5 (50%), 6 Pocket, Synthetic Bag Filter with Extruded Aluminum Frame | 5
27411 | F5-242424-6W | EFS 24x24x24, 50% Depth Loading Synthetic Pocket Filter (6 pockets) | 497
27412 | F5-242426-6W | EFS 24x24x26, 50% Depth Loading Synthetic Pocket Filter (6 pockets) | 0
27414 | F50 1/1 | Viledon 24x24x26 50% Pocket | 0
27413 | F50 1/2 | Viledon 12x24x26 50% Pocket | 0
27416 | F5S-122418-3W | EFS 12x24x18, 50% Depth Loading Synthetic Pocket Filter (3 pockets) | 8
27415 | F5S-242418-6W | EFS 24x24x18, 50% Depth Loading Synthetic Pocket Filter (6 pockets) | 705
27417 | F5S-242420-6W | EFS F5 Pocket Filter (24x24x20), Synthetic Pocket Filter (6 pockets) | 0
28743 | F5SC-242418-6FM | 24x24x18, 50%, Synthetic Pocket Filter | 0
27418 | F5SS-122412-3W | EFS 12x24x12, 50% Depth Loading Synthetic Pocket Filter (3 pockets) | 0
27420 | F5SS-202412-6W | EFS 20x24x12 MERV 8 Depth Loading Synthetic Pocket Filter (6 pockets) | 0
27419 | F5SS-242412-6W | EFS 24x24x12, 50% Depth Loading Synthetic Pocket Filter (6 pockets) | 514
27421 | F6-122424-3W | EFS 12x24x24, 60% Depth Loading Synthetic Pocket Filter (3 pockets) | 0
27422 | F6-242424-8W | EFS 24x24x24, 60% Depth Loading Synthetic Pocket Filter (8 pockets) | 1414
27423 | F6-242426-6W | EFS 24x24x26, 60% Depth Loading Synthetic Pocket Filter (6 pockets) | 0
27424 | F6-242426-8W | EFS 24x24x26, 60% Depth Loading Synthetic Pocket Filter (8 pockets) | 0
28745 | F6HT-3618 | High Temp. Air Filter, M6, 18" x 36" x 2" (457x915x55mm) with Aluminum Frame, Glass Fiber media; no header | 0
27426 | F6S-122418-3W | EFS 12x24x18, 60% Depth Loading Synthetic Pocket Filter (4 pockets) | 538
27425 | F6S-242418-8W | EFS 24x24x18, 60% Depth Loading Synthetic Pocket Filter (8 pockets) | 779
27427 | F6SS-122412-3W | EFS 12x24x12, 60% Depth Loading Synthetic Pocket Filter (3 pockets) | 2
27429 | F6SS-242412-8W | EFS 24x24x12, 60% Depth Loading Synthetic Pocket Filter (8 pockets) | 106
27435 | F6WR-242426-6W | EFS 24x24x26, with Rubber Boot, Water Resistant , Depth Loading Synthetic Pocket Filter (6 pockets) | 0
27436 | F6WR-242426-8W | EFS 24x24x26, with Rubber Boot, Water Resistant , Depth Loading Synthetic Pocket Filter (8 pockets) | 0
27438 | F7 Pocket | Air Filter Bag for OMAV Exhaust ..320mm Dia exhaust x 520mm Long F7/MERV14 Like OMVM-92094-F7 | 0
28744 | F7-08BAG122422 | EFS 12x24x22, F7/MERV 13, 4 Pocket Bag Filter with Aluminum Frame | 0
28746 | F7-08BAG242422 | EFS 24x24x22, F7/MERV 13, 8 Pocket Bag Filter with Aluminum Frame | 0
27437 | F7-242424-8W | EFS 24x24x24, Depth Loading Synthetic Pocket Filter (8 pockets) | 0
27440 | F7242724PKT-9P | F7 24X27X24 9 Pockets NO GASKET..Semi-rigid media, HF welding + inner spacers.. | 0
27439 | F7242724PKT-9PDSG | F7 24X27X24 9 Pockets DSG..Semi-rigid media, HF welding + inner spacers.. | 0
28751 | F7V4-1224-W | MERV 13 4V-Bank Filter (12x24x12) No gasket | 0
27447 | F7V4-2424-W | MERV 13 4V-Bank Filter (24x24x12) No gasket | 0
27448 | F8-06-122415-W | F8 (95%) 6 Pocket, Synthetic Bag Filter (12x24x15) with Extruded Aluminum Frame | 0
27449 | F8-06-242415-W | F8 (95%) 6 Pocket, Synthetic Bag Filter (24x24x15) with Extruded Aluminum Frame | 260
27450 | F8-08BAG122422 | EFS 12x24x22, F8/MERV 14, 4 Pocket Bag Filter with Aluminum Frame | 150
27451 | F8-08BAG242422 | EFS 24x24x22, F8/MERV 14, 8 Pocket Bag Filter with Aluminum Frame | 524
28748 | F8-Bag Filter | 24x24x???, F8 (95%), ** Pocket, Synthetic Bag Filter with Extruded Aluminum Frame | 0
27452 | F8V2-1224-GWB | MERV 16 (95%) 2V-Bank Filter (12x24x12) w/DSG | 144
27453 | F8V2-2424-GWB | MERV 16 (95%) 2V-Bank Filter (24x24x12) w/DSG | 165
27454 | F8V3-2020-GWB | MERV 16 (95%) 3V-Bank Filter (20x20x12) w/DSG | 411
27455 | F8V4-1220-GWB | MERV 15 (95%) 4V-Bank Filter (12x20x12) w/DSG | 3
27456 | F8V4-1224-GWB | MERV 16 (95%) 4V-Bank Filter (12x24x12) w/DSG | 1459
27457 | F8V4-1224-W | MERV 16 (95%) 4V-Bank Filter (12x24x12) NO GASKET | 0
27460 | F8V4-2024-GWB | MERV 16 (95%) 4V-Bank Filter (20x24x12) w/DSG | 532
27459 | F8V4-2424-GWB | MERV 16 (95%) 4V-Bank Filter (24x24x12) w/DSG | 3268
27461 | F8V4-2424-GWB-R | MERV 16 (95%) Reverse 4V-Bank Filter (24x24x12) w/DSG | 0
27458 | F8V4-2424-W | MERV 16 (95%) 4V-Bank Filter (24x24x12) NO GASKET | 544
27462 | F8V4DH-1224-GWB | EFS F8, MERV 16 (95%) V4-Bank Filter 12x24x12 RP Gasketed DOUBLE HEADER | 0
27464 | F8V4DH-2424-GWB | EFS F8 MERV 16 (95%) V4-Bank Filter (24x24x12) RP Gasketed DOUBLE HEADER | 0
28747 | F8V4GL | nan | 0
27463 | F8V4GL-1224-GWB | MERV 16 Glass Media (95%) 4V-Bank Filter (12x24x12) w/DSG | 5
27465 | F8V4GL-2024-GWB | MERV 15 Glass Media (95%) 4V-Bank Filter (20x24x12) w/DSG | 9
27467 | F8V4GL-2424-GWB | MERV 15 Glass Media (95%) 4V-Bank Filter (24x24x12) w/DSG | 37
28755 | FA 190856 | Composite Filter for LM6000 Canister Filter w/Inner Wrap, MERV 11 80/20 | 0
28756 | FA 191234-SSW | 12.75" x 8.38" x 22" Cylindrical Cartridge - 189 ft� | 0
27471 | FA 191234-WB | 22" Cylindrical, MERV 11 GT Inlet Filter | 0
27469 | FA-191177 | 26" Canister MERV 15 Synthetic | 0
28750 | FA-191234 | 22" L GT Cansiter Blended M11 | 0
28749 | FA-191236 | 26" L GT Cansiter Blended M11 | 0
27470 | FA-191789-22 | 22" L M11 Cansiter aka P19-1789 Duratek | 0
28752 | FA-644-2A | Facet 44" Length 2 Micron FA Series Microfilter EI 1590 Qualified | 0
28753 | FA-6555-20205 | FA-6555 20x20x5 Mini Pleated | 0
28766 | FC-80055.352424 | 24" x 24" 3.5" High Capacity Pleat | 0
28763 | FC-80255.04599 | 80255.032424.. 24" x 24" 3.5" High Capacity Pleat- NO LABELS ON BEVERAGE BOARD OR FILTERS | 0
28768 | FGP-CARB | nan | 0
27476 | FGP-CARB 1/1 G | 24x24x12, V-Bank Style Extended Surface Carbon (500g) Filter w/DSG | 214
27479 | FGP-CARB 1/2 G | 12x24x12, V-Bank Style Extended Surface Carbon (500g) Filter w/DSG | 180
27477 | FGP-CARB 5/6 G | 20x24x12, V-Bank Style Extended Surface Carbon (500g) Filter w/DSG | 100
27480 | FGP-CARBM14 1/1 G | 24x24x12, V-Bank Style Extended Surface Carbon MERV14 Filter w/DSG | 0
27481 | FGP-CARBM14 1/2 G | 12x24x12, V-Bank Style Extended Surface Carbon MERV14 Filter w/DSG | 0
27482 | FGP-CARBM14 5/6 G | 20x24x12, V-Bank Style Extended Surface Carbon MERV14 Filter w/DSG | 0
27483 | FGP-CARBM15 1/1 G | 24x24x12, V-Bank Style Extended Surface Carbon MERV15 Filter w/DSG | 0
27484 | FGP-CARBM15 1/2 G | 12x24x12, V-Bank Style Extended Surface Carbon MERV15 Filter w/DSG | 0
27485 | FGP-CARBW-M14 1/1G | MERV 14, 24x24x12, V-Bank Style Extended Surface Carbon (500g) Filter w/DSG | 0
27486 | FGP-CARBW-M14 1/2G | MERV 14, 12x24x12, V-Bank Style Extended Surface Carbon (500g) Filter w/DSG | 0
27487 | FHT-F6-12122W | EFS High Temp. Air Filter, 12"x12"x2" ..aluminum Frame, Glass Fiber media | 0
27489 | FHT-F6-20244 | EFS High Temp. Air Filter, 20x24x4 w/ Galvanized Frame | 0
27488 | FHT-F6-232312W-DH | EFS High Temp. Air Filter, 23-3/8" x 23-3/8" x 11�" , Aluminum Frame, Glass Fiber media, Screens Both Sides, HT Gasket, Double Header, High Capacity, Rated 2000 cfm | 0
27491 | FHT-F6-232312W-SH | EFS High Temp. Air Filter, 23-3/8" x 23-3/8" x 11�" , Aluminum Frame, Glass Fiber media, Screens Both Sides, HT Gasket, Single Header, High Capacity, Rated 2000 cfm | 0
27490 | FHT-F6-23234W | EFS High Temp. Air Filter, 23-3/8" x 23-3/8" x 3-1/2" ..aluminum Frame, Glass Fiber media | 0
27493 | FHT-F6-24242W | EFS High Temp. Air Filter, 24" x 24" x 2" ..aluminum Frame, Glass Fiber media | 0
27492 | FHT-F8-12244W | EFS High Temp. Air Filter, F8, 12" x 24" x 4" (305x610x120mm) with Aluminum Frame, Glass Fiber media; no header | 0
28770 | FHT-F8-18362W | FHT-F8-18362W | 0
27496 | FHT-F8-232312W | EFS High Temp. F8 Air Filter, 23-3/8" x 23-3/8" x 11�" , Aluminum Frame, Glass Fiber media, Screens Both Sides, HT Gasket, NO HEADER, High Capacity, Rated 2000 cfm | 0
27494 | FHT-F8-232312W-DH | EFS High Temp. F8 Air Filter, 23-3/8" x 23-3/8" x 11�" , Aluminum Frame, Glass Fiber media, Screens Both Sides, HT Gasket, Double Header, High Capacity, Rated 2000 cfm | 0
27495 | FHT-F8-232312W-SH | EFS High Temp. F8 Air Filter, 23-3/8" x 23-3/8" x 11�" , Aluminum Frame, Glass Fiber media, Screens Both Sides, HT Gasket, Single Header, High Capacity, Rated 2000 cfm | 0
27498 | FHT-F8-23234W | EFS High Temp. Air Filter, 23-3/8" x 23-3/8" x 3-1/2" ..aluminum Frame, Glass Fiber media | 0
27497 | FHT-F8-24244W | F8/MERV 14, High Temperature Air Filter,..24" x 24" x 4"; Glass Fiber media; no header | 27
28772 | FHT-F8-457915 | FHT-F8- | 0
28771 | FHT-F8-592592 | FHT-F8- | 0
28773 | FHT-F8-610610 | FHT-F8- | 0
28774 | FI-644-20P | FI-644-20P..Pleated Cellulose Filter Cartridge, 20 Micron, 6" x 44" L, DOE, with Tin Plated..Outer Shell | 0
28778 | FL-190856-LM6000 | Composite filter for LM6000 with pre-filter inner wrap..(Donaldson P19-0856 equivalent) | 0
28777 | FL-FA15696 | 34" Canister Syn Blend, Cellulose/Polyester M11..(AAF 1569656-001 equivalent) | 0
28779 | FL-FA16455-O | 22" Canister Syn Blend, Cellulose/Polyester M11..(AAF 1645571-001 equivalent) | 0
28784 | FL-FA190808-UFR | FA 190818-UFR Downdraft Bench, Flame Retardant, Open/Open M15, 26" x 13.8 OD | 0
28780 | FL-FA190856 | FA 190856 Standard Galv. Composite Filter 90/10 Blend | 0
28783 | FL-FA190856-LM6000 | Composite filter for LM6000L, 80/20 blend with pre-filter inner-wrap | 0
28781 | FL-FA190856-SC | FA 190856-SC Composite Filter; SS Core, Galv. Body and Caps | 0
28782 | FL-FA191033 | 26" Canister/Barrier Filter ..(Donaldson P191033 equivalent) | 0
28786 | FL-FA191107 | 26" Canister 80/20 Blend, Cellulose/Polyester Blend ..(Donaldson P191107 equivalent) | 0
27499 | FL-FA191234 | 22" Cylindrical, MERV 15 Nanofiber GT Inlet Filter | 0
28785 | FL-FA191236-8020 | 26" Cylindrical Filter (for GDX pair)..80/20 Blended Media ..(For Donaldson GDS-AD50885-01) | 0
28787 | FL-FA191238-8020 | 26" Conical Filter (for GDX pair)..80/20 Blend Media..(For Donaldson GDS-AD50885-01) | 0
27500 | FL-FA191280 | 26" Cylindrical, MERV 15 Nanofiber, GT Inlet Filter | 0
27502 | FL-FA191280-S-WB | 26" Cylindrical, MERV 15 Nanofiber, GT Inlet Filter | 0
27501 | FL-FA191281 | 26" Conical, MERV 15 Nanofiber, GT Inlet Filter | 0
27503 | FL-FA191310 | 22" Cylindrical, MERV 13 Nanofiber GT Inlet Filter | 0
27504 | FL-FA72518 | 26" GT Canister filter; MERV 10 w/Tenkay Interface ..(26" Long x 12.75 Diameter) | 0
27505 | FL-FA72518-36-WB | 36" GT Canister filter; MERV 10 w/Tenkay Interface ..(36" Long x 12.75 Diameter) | 0
27508 | FL-FA72518-WB | 26" GT Canister filter; MERV 10 w/Tenkay Interface ..(26" Long x 12.75 Diameter) | 0
28788 | FLK-A060095-PF | A060095-PF ..Spencer Turbine Filter P/N ELE90044 | 0
28790 | FLK-C 050360-03x | C050360-03x Natural Gas Filter ..5.5" OD x 4.3" ID x 36.4"L .. | 0
28789 | FLK-D045240-20G | D045240-20G | 0
28791 | FLK02-10408 | AKA HCC8FMS8Z Filter Element | 0
28792 | FLK02-18514 | Fluitek FLK02-18514..Replacement for Schroeder KZX3V..Combustion Turbine Hydraulic Element | 0
28793 | FLK02-18915 | ACB244F244OY1 Filter Element | 0
28795 | FLK14-01744 | MFK-032-39 FRANKIE FILTER | 0
28794 | FLK16-02025 | Gas Filter Element..(Direct drop-in replacement for Pall CC3LG02H13) | 0
27506 | FM80GT-24244 | 24x24x4 Disposable Coalescer Filter Pad with Tackifier | 0
27507 | FP-4VH13HEPA-1123115-WGH | EFS H13 (99.99%) High Volume HEPA Filter, 11-3/8" x 23-3/8" x 11-1/2" with Plastic Frame HEADER, Wet Laid Glass Mini Pleated media | 0
27509 | FP-4VH13HEPA-191912-WGH | EFS H13 (99.99%) High Volume HEPA Filter, V4-bank style19-3/8 x 19-3/8 x 12 with 20mm HEADER, Blue Plastic Frame, Wet Laid Glass Mini Pleated media | 0
27510 | FP-4VH13HEPA-2323115-WGH | EFS H13 (99.99%) High Volume HEPA Filter, V4-bank style 23-3/8" x 23-3/8" x 11-1/2" with 20mm HEADER, Blue Plastic Frame, Wet Laid Glass Mini Pleated media | 49
27511 | FP-H10HEPA-2424115-WPP | EFS H10 (99%) High Volume HEPA Filter, 24" x 24" x 11.5" (610x610x292mm) with Plastic Frame, 100% Synthetic media | 49
27512 | FP-H13HEPA-1123115-WG | EFS H13 (99.99%) High Volume HEPA Filter, 11-3/8" x 23-3/8" x 11-1/2" with Plastic Frame, Wet Laid Glass Mini Pleated media | 150
27514 | FP-H13HEPA-1224115-WG | EFS H13 (99.99%) High Volume HEPA Filter, 12" x 24" x 11.5" with Plastic Frame, Wet Laid Glass Mini Pleated media | 109
27513 | FP-H13HEPA-18151.97-WG | 482x403x50 H13 Aluminum frame..Normal Temp. aluminum frame 50mm, H13 glass fiber..media, with gasket T5x15mm on CAS, without..protection nets | 0
27515 | FP-H13HEPA-1923115-WG | H13 (99.99%) High Volume HEPA..Plastic Frame, 19-3/8�x 23-3/8�x 11 � ..H13 Glass Mini Pleated Media .. | 0
27517 | FP-H13HEPA-2323115-WG | EFS H13 (99.99%) High Volume HEPA Filter, 23-3/8" x 23-3/8" x 11-1/2" with Plastic Frame, Wet Laid Glass Mini Pleated media | 478
27516 | FP-H13HEPA-2424115-WG | EFS H13 (99.99%) High Volume HEPA Filter, 24" x 24" x 11.5" with Plastic Frame, Wet Laid Glass Mini Pleated media | 259
27518 | FP-H14ALUMHEPA-2424115 | EFS H14 (99.99%) High Volume HEPA Filter, 24" x 24" x 11.5" with Aluminum Frame, Wet Laid Glass Mini Pleated media | 0
27519 | FP-H14HEPA-1212115-WG | H14 99.99% Alum Sep HEPA 12x12x11�..Powder Coated Nets DSG Plastic Frame | 0
27520 | FP-H14HEPA-1818115-WG | H14 99.99% Alum Sep HEPA 18x18x11�..Powder Coated Nets DSG Plastic Frame | 0
27521 | FP-H14HEPA-242012-WG | EFS H14 (99.999%) High Volume HEPA Filter, 24x20x12" with Plastic Frame, Wet Laid Glass Mini Pleated media | 0
27524 | FP-H14HEPA-2424115-WG | EFS H14 (99.999%) High Volume ULPA Filter, 24" x 24" x 11.5" with Plastic Frame, Wet Laid Glass Mini Pleated media | 0
27522 | FPG-H13HEPA-1123115-WG | EFS H13 (99.99%) High Volume HEPA Filter, 11-3/8" x 23-3/8" x 11-1/2" with GALV. Frame, Wet Laid Glass Mini Pleated media | 0
27523 | FPG-H13HEPA-2323115-WG | H13 (99.99%) High Volume HEPA Filter, Galv. Frame,..23-3/8" x 23-3/8" x 11-1/2" (592x592x292mm), ..H13 Glass Mini Pleated Media | 280
27525 | FV4XLCG | 24x24x15 MERV 16 F9 Turbine V-Bank Filter ,Micro-Glass Fiber, Plastic Frame | 0
27526 | G4-MINIPLEAT | 580x650x48 G4 Glass Media Plastic Frame MINI Pleat | 469
28804 | G8 Cube | Poly Shield Cube 20x20x10 | 0
28805 | G8 Cube 1/1 | Poly Shield Cube 24x24x15, 12/box | 0
28806 | G8 Cube 1/2 | Poly Shield Cube 12x24x15, 12/box | 0
28808 | GALV 104 | 20 x 25 x 2 Galv 104 | 0
28813 | GDS-SPECIAL | Special Glass Double Strut Disposable | 0
29309 | GDS12121 | 12x12x1 Glass Double Strut Disposable | 12
28814 | GDS12301 | 12x30x1 Glass Double Strut Disposable | 0
28815 | GDS14241 | 14x24x1 Glass Double Strut Disposable | 168
28817 | GDS16161 | 16x16x1 Glass Double Strut Disposable | 0
28816 | GDS20251 | 20x25x1 Glass Double Strut Disposable | 0
28819 | GDS24242 | 24x24x2 Glass Double Strut Disposable | 0
28820 | GORE BAGS | nan | 0
28822 | GTA-SPECIAL | nan | 0
28821 | GTS F9 | nan | 0
28818 | Glasdek | GX30 72"x12"x12" | 0
28823 | H9046-Hydraulic Element | Baldwin H9046- Filter, HYD (OEMPC) | 0
28833 | HEPA | P/N 41706HC..24x24x11.5 HC 99.99% | 44
28834 | HEPA-43257 | PART# 43257 19�" X 43�" X 2.88"..MPOEM / SCREEN DOWNSTREAM..CP-32 ALUMINUM FRAME..GEL DOWNSTREAM..519 CFM @ <0.52 / 99.99%..CENTER DIVIDER w/TEST PORT | 0
28835 | HFX-592/592/292-13GD | 23-3/8"x23-3/8"x11�" (99.99%) High Volume HEPA 592x592x292mm .. Glass Mini Pleated Media..Galv. Frame.. | 0
28837 | HIAS-Aluminum | Aluminum Screen Air Filter | 0
28843 | HP311-12-GE | HP311-12-GE Cartridge | 0
28842 | HP4B-530101077 | HP4B PORTABLE FILTER..(HILCO DWG #5301-01-077-C)..- 4GPM Process Flow...- Portable Design...- Viton O-Rings..- 1/3 HP Motor/Pump Set...- Pressure Gauge..- Vent Valve...- 3000SUS Max...- HILCO Moisture/Water Adsorbing Cartridge-See pricing. | 0
27532 | HT-242412-GALWT | HT Filter Box Style Galvanized Frame 24x24x12(610x610x292) Glass fiber media,with galvanized protection nets on both sides, with glass fiber gasket+metal support on CAS; 4250m3/h, Temp <=350�C | 0
27531 | HT-24242-ALUWT | HT Filter Aluminum Frame 24x24x2 (610x610x55mm) Glass fiber media, glass fiber Separator, with protection nets on both sides,with glass fiber gasket on Dirty air side | 0
28852 | HVP-SPECIAL | Special High Capacity Pleat | 136
27533 | HVP10101 | 10x10x1 MERV10 High Capacity Pleat | 216
27534 | HVP10121 | 10x12x1 MERV10 High Capacity Pleat | 0
27535 | HVP10162 | 10x16x2 MERV10 High Capacity Pleat | 33
29287 | HVP10181SP | 10x18x1 MERV10 High Capacity Pleat | 120
27536 | HVP10201 | 10x20x1 MERV10 High Capacity Pleat | 270
27537 | HVP10202 | 10x20x2 MERV10 High Capacity Pleat | 312
27538 | HVP10202XM | 10x20x2 High Capacity Pleat w/Heavy Expanded Metal | 48
27539 | HVP10221XM | 10x22x1 High Capacity Pleat w/Heavy Expanded Metal | 0
27540 | HVP10221XMSP | 10x22x1 SPECIAL High Capacity Pleat w/Heavy Expanded Metal | 0
27541 | HVP10241 | 10x24x1 MERV10 High Capacity Pleat | 413
27542 | HVP10252 | 10x25x2 MERV10 High Capacity Pleat | 96
27543 | HVP10252XM | 10x25x2 High Capacity Pleat w/Heavy Expanded Metal | 15
27544 | HVP10301 | 10x30x1 MERV10 High Capacity Pleat | 11
27545 | HVP1111SPC | 11x11x1 Special MERV10 Standard Capacity Pleat | 11
27546 | HVP11202XMSP | 11x20x2 SPECIAL SPECIAL High Capacity Pleat w/Heavy Expanded Metal | 9
29295 | HVP11262SP | 11x26x2 MERV10 Standard Capacity Pleat | 60
27547 | HVP11351SPC | 11x35x1 MERV10 Standard Capacity Pleat | 48
27548 | HVP11381SPC | 11.5 x 38.5 x 1 MERV10 Standard Capacity Pleat | 432
29307 | HVP11401XM-SP | 11x40x1 SPECIAL High Capacity Pleat w/Heavy Expanded Metal | 12
27549 | HVP12.522.51SPC | 12.5x22.5x1 Special MERV10 Standard Capacity Pleat | 0
27550 | HVP12121 | 12x12x1 MERV10 High Capacity Pleat | 191
27551 | HVP12122 | 12x12x2 MERV10 High Capacity Pleat | 180
27552 | HVP12122XM | 12x12x2 High Capacity Pleat w/Heavy Expanded Metal | 57
27554 | HVP12124 | 12x12x4 MERV10 High Capacity Pleat | 0
27553 | HVP12124XMSP | 12x12x4 Special High Capacity Pleat w/Heavy Expanded Metal | 12
27555 | HVP12201 | 12x20x1 MERV10 High Capacity Pleat | 0
27556 | HVP12202 | 12x20x2 High Capacity Pleat (MERV 10) | 348
27558 | HVP12202XM | 12x20x2 High Capacity Pleat w/Heavy Expanded Metal | 12
29289 | HVP12204SP | 12x20x4 High Capacity Pleat (MERV 10) | 42
27557 | HVP12211SPC | 12x21x1 Special MERV10 Standard Capacity Pleat | 0
27559 | HVP12241 | 12x24x1 MERV10 High Capacity Pleat | 116
27560 | HVP12241XM | 12x24x1 High Capacity Pleat w/Heavy Expanded Metal | 24
27561 | HVP12242 | 12x24x2 MERV10 High Capacity Pleat | 897
27562 | HVP12242XM | 12x24x2 High Capacity Pleat w/Heavy Expanded Metal | 755
27564 | HVP12244 | 12x24x4 MERV10 High Capacity Pleat | 534
27563 | HVP12244XM | 12x24x4 High Capacity Pleat w/Heavy Expanded Metal | 272
27566 | HVP12246 | 12x24x6 MERV10 High Capacity Pleat | 0
27565 | HVP12251 | 12x25x1 MERV10 High Capacity Pleat | 120
27567 | HVP12252SPC | 12x25x2 MERV10 High Capacity Pleat | 42
27568 | HVP12301 | 12x30x1 MERV10 High Capacity Pleat | 36
27569 | HVP12302 | 12x30x2 Special MERV10 High Capacity Pleat | 11
29304 | HVP12311XM-SP | 12x31x1 Special High Capacity Pleat w/Heavy Expanded Metal | 12
27571 | HVP12321 | 12x32x1 High Capacity Pleat | 128
29306 | HVP12321XM-SP | 12x32x1 Special High Capacity Pleat w/Heavy Expanded Metal | 16
27570 | HVP12341XM-SP | 12x34x1 Special High Capacity Pleat w/Heavy Expanded Metal | 0
27572 | HVP12401SPC | 12x40x1 Special MERV10 High Capacity Pleat | 19
27573 | HVP12441SPC | 12x44x1 Special MERV10 High Capacity Pleat | 0
27574 | HVP13.5421SPC | 13.5x42x1 Special MERV10 Standard Capacity Pleat | 0
27575 | HVP13221SPC | 13x22x1 Special MERV10 Standard Capacity Pleat | 10
29293 | HVP13421SP | 13x42x1 Special MERV10 Standard Capacity Pleat | 12
29301 | HVP141/2161/21SP | 14 1/2x16 1/2x1 Special MERV10 Standard Capacity Pleat | 36
27576 | HVP14141 | 14x14x1 MERV10 High Capacity Pleat | 118
27577 | HVP14161SPC | 14x16x1 Special MERV10 Standard Capacity Pleat | 0
27578 | HVP14201 | 14x20x1 MERV10 High Capacity Pleat | 35
27579 | HVP14202 | 14x20x2 MERV10 High Capacity Pleat | 300
27580 | HVP14241 | 14x24x1 MERV10 High Capacity Pleat | 250
27581 | HVP14251 | 14x25x1 MERV10 High Capacity Pleat | 92
27582 | HVP14252 | 14x25x2 MERV10 High Capacity Pleat | 129
27583 | HVP14301 | 14x30x1 MERV10 High Capacity Pleat | 130
27584 | HVP14302XM | 14x30x2 High Capacity Pleat w/Heavy Expanded Metal | 105
27586 | HVP14302XM-SP | 14x30x2 Special High Capacity Pleat w/Heavy Expanded Metal | 108
27585 | HVP14351SP | 14x35x1 MERV10 High Capacity Pleat | 0
27587 | HVP14361SPC | 14x36x1 Special MERV10 Standard Capacity Pleat | 11
27588 | HVP15.7535.752SPE | 15 3/4x 35 3/4x 2 SPECIAL MERV10 High Capacity Pleat | 180
29290 | HVP15152SP | 15x15x2 MERV10 High Capacity Pleat | 46
27589 | HVP15201 | 15x20x1 MERV10 High Capacity Pleat | 148
27590 | HVP15202 | 15x20x2 MERV10 High Capacity Pleat | 215
27592 | HVP15241XM | 15x24x1 High Capacity Pleat w/Heavy Expanded Metal | 18
29286 | HVP15251SP | 15x25x1 MERV10 High Capacity Pleat | 23
27591 | HVP15251XM | 15x25x1 High Capacity Pleat w/Heavy Expanded Metal | 0
27593 | HVP15271SP | 15x27x1 MERV10 Special High Capacity Pleat | 180
27594 | HVP15302SP | 15x30x2 MERV10 Special High Capacity Pleat | 35
27595 | HVP15311 | 15x31x1 MERV10 High Capacity Pleat | 0
27596 | HVP16121SPC | 16x12x1 Special MERV10 Standard Capacity Pleat | 0
27597 | HVP16151SP | 16x15x1 MERV10 Special High Capacity Pleat | 152
29298 | HVP16152SP | 16x15x2 MERV10 Special High Capacity Pleat | 12
27598 | HVP16161 | 16x16x1 MERV10 High Capacity Pleat | 165
27599 | HVP16161XM | 16x16x1 High Capacity Pleat w/Heavy Expanded Metal | 20
27600 | HVP16162 | 16x16x2 MERV10 High Capacity Pleat | 100
27601 | HVP16162XM | 16x16x2 High Capacity Pleat w/Heavy Expanded Metal | 192
27602 | HVP16181 | 16x18x1 High Capacity Pleat | 12
27603 | HVP16201 | 16x20x1 MERV10 High Capacity Pleat | 492
27604 | HVP16202 | 16x20x2 MERV10 High Capacity Pleat | 1005
27605 | HVP16202XM | 16x20x2 High Capacity Pleat w/Heavy Expanded Metal | 78
27606 | HVP16204 | 16x20x4 MERV10 High Capacity Pleat | 236
27607 | HVP16204XM | 16x20x4 High Capacity Pleat w/Heavy Expanded Metal | 111
27608 | HVP16221SP | 16x22x1 MERV10 High Capacity Pleat | 180
27609 | HVP16241 | 16x24x1 MERV10 High Capacity Pleat | 221
27611 | HVP16241XM | 16x24x1 High Capacity Pleat w/Heavy Expanded Metal | 22
27610 | HVP16242 | 16x24x2 MERV10 High Capacity Pleat | 597
27612 | HVP16242XM | 16x24x2 High Capacity Pleat w/Heavy Expanded Metal | 29
27614 | HVP16244SP | 16x24x4 MERV10 High Capacity Pleat | 178
27613 | HVP16251 | 16x25x1 MERV10 High Capacity Pleat | 314
27615 | HVP16252 | 16x25x2 MERV10 High Capacity Pleat | 1181
27616 | HVP16252XM | 16x25x2 High Capacity Pleat w/Heavy Expanded Metal | 151
27617 | HVP16254 | 16x25x4 MERV10 High Capacity Pleat | 242
27618 | HVP16254XM | 16x25x4 High Capacity Pleat w/Heavy Expanded Metal | 132
27619 | HVP16301 | 16x30x1 MERV10 High Capacity Pleat | 62
27620 | HVP16301XM | 16x30x1 MERV10 High Capacity Pleat | 9
27621 | HVP16302 | 16x30x2 MERV10 High Capacity Pleat | 75
27623 | HVP16304 | 16x30x4 MERV10 High Capacity Pleat | 18
27622 | HVP16311SP | 16x31x1 MERV10 Special High Capacity Pleat | 27
29285 | HVP16321SP | 16x32x1 Special MERV10 High Capacity Pleat | 150
27624 | HVP16322SP | 16x32x2 Special MERV10 High Capacity Pleat | 24
29283 | HVP16331SP | 16x33x1 MERV10 High Capacity Pleat | 8
27626 | HVP16351 | 16x35x1 MERV10 High Capacity Pleat | 29
27625 | HVP16401XMSP | 16x40x1 SPECIAL High Capacity Pleat w/Heavy Expanded Metal | 21
27627 | HVP17.5241SPC | 17.5 x 24 x 1 Special MERV10 Standard Capacity Pleat | 0
27628 | HVP17.5322SPC | 17.5 x 32 x 2 Special MERV10 Standard Capacity Pleat | 16
27629 | HVP17171SPC | 17x17x1 Special MERV10 Standard Capacity Pleat | 0
27630 | HVP17282XM | 17x28x2 Special High Capacity Pleat w/Heavy Expanded Metal | 0
29302 | HVP17322SP | 17x32x2 MERV10 Standard Capacity Pleat | 12
27631 | HVP17351 | 17x35x1 MERV10 High Capacity Pleat | 0
27632 | HVP17351SPC | 17x35x1 MERV10 Standard Capacity Pleat | 138
27633 | HVP1818.52SPC | 18x18.5x2 Special MERV10 Standard Capacity Pleat | 0
27634 | HVP18181 | 18x18x1 MERV10 High Capacity Pleat | 83
27635 | HVP18182 | 18x18x2 MERV10 High Capacity Pleat | 185
27637 | HVP18184SP | 18x18x4 Special MERV10 High Capacity Pleat | 28
27636 | HVP18201 | 18x20x1 MERV10 High Capacity Pleat | 28
27638 | HVP18202 | 18x20x2 MERV10 High Capacity Pleat | 384
27639 | HVP18202XM | 18x20x2 High Capacity Pleat w/Heavy Expanded Metal | 108
27640 | HVP18204SP | 18x20x4 MERV10 High Capacity Pleat | 20
29305 | HVP18211XM-SP | 18x21x1 SPECIAL High Capacity Pleat w/Heavy Expanded Metal | 11
27641 | HVP18221 | 18x22x1 Special MERV 10 High Capacity Pleat | 144
27642 | HVP18222SP | 18x22x2 MERV10 High Capacity Pleat | 134
27643 | HVP18241 | 18x24x1 MERV10 High Capacity Pleat | 53
27644 | HVP18242 | 18x24x2 MERV10 High Capacity Pleat | 138
27645 | HVP18242XM | 18x24x2 High Capacity Pleat w/Heavy Expanded Metal | 84
27646 | HVP18244 | 18x24x4 MERV10 High Capacity Pleat | 138
27648 | HVP18251 | 18x25x1 MERV10 High Capacity Pleat | 94
27647 | HVP18252 | 18x25x2 MERV10 High Capacity Pleat | 206
27649 | HVP18252XM | 18x25x2 High Capacity Pleat W/Heavy Expanded Metal | 60
27650 | HVP18282XM-SP | 18x28x2 SPECIAL High Capacity Pleat w/Heavy Expanded Metal | 34
27654 | HVP18291 | 18x29x1 MERV10 High Capacity Pleat | 19
27652 | HVP18291XM | 18x29x1 High Capacity Pleat w/Heavy Expanded Metal | 12
27651 | HVP18301 | 18x30x1 MERV10 High Capacity Pleat | 0
27653 | HVP18302 | 18x30x2 MERV10 High Capacity Pleat | 248
27655 | HVP18302XM- SP | 18x30x2 Special High Capacity Pleat w/Heavy Expanded Metal | 0
27656 | HVP19.535.51SPC | 19.5x35.5x1 Special MERV10 Standard Capacity Pleat | 0
27657 | HVP1919.52SPC | 19x19.5x2 Special MERV10 Standard Capacity Pleat | 0
29292 | HVP19192SP | 19x19x2 Special MERV10 Standard Capacity Pleat | 36
27658 | HVP19201XM | 19x20x1 High Capacity Pleat w/Heavy Expanded Metal | 36
27659 | HVP19201XM-SP | 19x20x1 Special High Capacity Pleat w/Heavy Expanded Metal | 6
27661 | HVP20201 | 20x20x1 MERV10 High Capacity Pleat | 389
27660 | HVP20201XM | 20x20x1 High Capacity Pleat w/Heavy Expanded Metal | 28
27662 | HVP20202 | 20x20x2 MERV10 High Capacity Pleat | 1541
27663 | HVP20202XM | 20x20x2 High Capacity Pleat w/Heavy Expanded Metal | 50
27664 | HVP20204 | 20x20x4 MERV10 High Capacity Pleat | 220
27665 | HVP20204XM | 20x20x4 High Capacity Pleat w/Heavy Expanded Metal | 42
27666 | HVP20206 | 20x20x6 High Capacity Pleat | 0
27668 | HVP20221 | 20x22x1 MERV10 High Capacity Pleat | 358
27667 | HVP20241 | 20x24x1 MERV10 High Capacity Pleat | 170
27669 | HVP20242 | 20x24x2 MERV10 High Capacity Pleat | 1557
29291 | HVP20242SP | 20x24x2 MERV10 High Capacity Pleat; EXACT | 21
27670 | HVP20242XM | 20x24x2 High Capacity Pleat w/Heavy Expanded Metal | 214
27671 | HVP20244 | 20x24x4 MERV10 High Capacity Pleat | 297
27672 | HVP20244XM | 20x24x4 High Capacity Pleat w/Heavy Expanded Metal | 36
27673 | HVP20246 | 20x24x6 MERV10 High Capacity Pleat | 0
27674 | HVP20251 | 20x25x1 MERV10 High Capacity Pleat | 104
27677 | HVP20251XM | 20x25x1 High Capacity Pleat w/Heavy Expanded Metal | 23
27675 | HVP20252 | 20x25x2 MERV10 High Capacity Pleat | 660
27676 | HVP20252XM | 20x25x2 High Capacity Pleat w/Heavy Expanded Metal | 259
27678 | HVP20254 | 20x25x4 MERV10 High Capacity Pleat | 113
27679 | HVP20254XM | 20x25x4 High Capacity Pleat w/Heavy Expanded Metal | 108
27680 | HVP20301 | 20x30x1 MERV10 High Capacity Pleat | 283
27681 | HVP20302 | 20x30x2 MERV10 High Capacity Pleat | 280
27682 | HVP20302XM | 20x30x2 High Capacity Pleat w/Heavy Expanded Metal | 58
27683 | HVP20321XM | 20x32x1 Special High Capacity Pleat w/Heavy Expanded Metal | 36
27684 | HVP20321XM-SP | 20x32x1 Special High Capacity Pleat w/Heavy Expanded Metal | 78
29284 | HVP20322SP | 20 x 32 x 2 MERV10 High Capacity Pleat | 32
29300 | HVP20342SP | 20 x 34 1/2 x 2 MERV10 High Capacity Pleat | 36
27686 | HVP21211 | 21x21x1 MERV10 High Capacity Pleat | 24
27685 | HVP21282 | 21x28x2 MERV10 High Capacity Pleat | 0
27687 | HVP22221 | 22x22x1 MERV10 High Capacity Pleat | 141
29296 | HVP22262SP | 22x26x2 MERV10 High Capacity Pleat | 24
27688 | HVP23234SP | 23x23x4 SPECIAL MERV10 High Capacity Pleat | 72
27689 | HVP24241 | 24x24x1 MERV10 High Capacity Pleat | 315
27690 | HVP24242 | 24x24x2 MERV10 High Capacity Pleat | 1477
27691 | HVP24242XM | 24x24x2 High Capacity Pleat w/Heavy Expanded Metal | 934
27692 | HVP24243HGTXM | 24.0 X 24.0 X 3.5 Special Gas Turbine style..High Capacity HVP Pleat, Made Using Extra Heavy Duty Screen | 1460
27693 | HVP24243HGTXM:HVP24244 | 24x24x4 MERV10 High Capacity Pleat | 0
27694 | HVP24243HGTXM:HVP24244XM | 24x24x4 High Capacity Pleat w/Heavy Expanded Metal | 20
27695 | HVP24243HGTXM:MO83.5HC2424 | 23.3 x 23.3 x 3.5 High Capacity Heavy Gauge Wire filter MERV 8 W/ 2 Sets of Fingers | 0
27696 | HVP24246 | 24x24x6 MERV10 High Capacity Pleat | 0
27697 | HVP24301 | 24x30x1 MERV10 High Capacity Pleat | 33
29308 | HVP24302XM-SP | 24x30x2 High Capacity Pleat w/Heavy Expanded Metal | 24
29303 | HVP24311XM-SP | 24x31x1 High Capacity Pleat w/Heavy Expanded Metal | 10
27700 | HVP25251 | 25x25x1 MERV10 High Capacity Pleat | 35
27698 | HVP25252 | 25x25x2 MERV10 High Capacity Pleat | 144
27701 | HVP25252XM | 25x25x2 High Capacity Pleat w/Heavy Expanded Metal | 70
27699 | HVP25301SP | 25x30x1 MERV10 Special High Capacity Pleat | 78
29299 | HVP26102SP | 26x10x2 MERV10 High Capacity Pleat | 94
27702 | HVP28294 | 28x29x4 MERV10 High Capacity Pleat | 36
29297 | HVP28294SP | 28x29 1/2x4 MERV10 High Capacity Pleat | 72
27704 | HVP28311SPC | 28x31x1 Special MERV10 Standard Capacity Pleat | 0
27703 | HVP5.511.52SPC | 5.5x11.5x2 Special MERV10 Standard Capacity Pleat | 0
29294 | HVP5112SP | 5x11x2 Special MERV10 Standard Capacity Pleat | 12
27705 | HVP8221SPC | 8x22x1 Special MERV10 Standard Capacity Pleat | 2
27706 | HVP8221XM | 8x22x1 Special High Capacity Pleat w/Heavy Expanded Metal | 144
27707 | HVP8221XM-SP | 8x22x1 Special High Capacity Pleat w/Heavy Expanded Metal | 60
27708 | HVP8241SPC | 8.875 x 24.125 x 1 MERV10 High Capacity Pleat EXACT | 144
27710 | HVP9251SPC | 9x25x1 MERV10 Standard Capacity Pleat | 24
29288 | HVP9621SP | 9x62x1 MERV10 Standard Capacity Pleat | 48
27709 | HVP991SPC | 11x11x1 Special MERV10 Standard Capacity Pleat | 12
27711 | HVPSP12242E | 12 x 24 x 2 MERV10 High Capacity Pleat Exact Size | 76
27712 | HVPSP15271 | 15 x 27 x 1 Special HVP Pleat | 0
27713 | HVPSP18202E | 18 x 20 x 2 MERV10 High Capacity Pleat Exact Size | 204
27715 | HVPSP2330H4 | 23x30.5x4 Special MERV10 High Capacity Pleat | 24
28851 | HVPSP727M2E | HVPSP727M2E/03 ..Special Pleat CTO Model..7.000 x 27.750 x 2.000 Special HV Pleat..Exact Size Using .5-HVP20302-PRD..Special/Special | 0
27714 | HVPSP727M2E- | HVPSP727M2E/03 ..Special Pleat CTO Model..7.000 x 27.750 x 2.000 Special HV Pleat..Exact Size Using .5-HVP20302-PRD..Special/Special | 600
28853 | HVPXM-SPECIAL | HVPXM SPECIAL | 0
28855 | HYDAC | nan | 0
28854 | HZ9021K12RW1 | ASSEMBLY, HOUSING, FOR FILTER ELEMENT KIND. | 0
28857 | J10 | J10 Schroeder Filter Element.. | 0
28858 | JHF 205-PAB-PP | JHF 205-PAB-PP..Jonell LiquiPleat HF Series Filter Cartridge, 5 Micron at 99.98%..efficiency, Polypropylene Media and outer cage, SOE, 6.3" OD x 20.5"..Length.. | 0
27716 | JHF 405-PAE-PP | LiquiPleat H Series Filter Cartridge, Pleated Polypropylene Media, 5..Micron @ 99.98% Efficiency, 6" OD x 40" L..***Equivalent to Pall HFU640UY0609*** | 0
28856 | JPMC 2509-03AB-D-S | Jonell LiquiPleat C Series, 2.5" OD x 9.75" Length, Cellulose Media,..Tinned Steel Core, Supports, and End Caps | 0
28859 | JPMC 2509-30AB-D-SS | JPMC 2509-30AB-D-SS ..Direct Equivalent to: MCS1001EEH13 Pall Epocel Series Industrial Filter Element, EE Grade..Jonell LiquiPleat C Series Filter Cartridge 30 Micron..Rating @ 99% Efficiency, DOE, Cellulose Media w/..Stainless Steel Supports and Core | 0
28861 | JPME 618-25 | JPME 618-25 ..Jonell LiquiPleat E Series Filter Cartridge, 25 Micron @ 98% Efficiency,..DOE Configuration, 6"OD x 18" Length, includes belly band (3� section of..nylon netting to contain the pleats) | 0
28862 | JPMG 336-R | Jonell Pleated Microglass Reverse Flow Filter, 36" Length | 0
28860 | JPMG-336 | Jonell MicroGlass Coalescing Filter..36" Long..0.3 Micron @ 99% Efficiency | 0
28863 | JRF 1122-C | JRF 1122-C Jonell CarboPur R Series Filter, 22" Length | 0
27719 | M-MV-E10-03 | MV-H10-03..Size 24x24x12, E10..Mikropor MV Mini Pleat Filters Gasketed Down..Stream | 0
27720 | M-MV-F9-01-D | MV-F9-01-D..Size 12x24x12, MERV 15..Mikropor MV Mini Pleat Filters Gasketed Down..Stream | 0
27721 | M-MV-F9-03-D | MV-F9-03-D..Size 24x24x12, MERV 15..Mikropor MV Mini Pleat with Downstream Gasket | 0
27722 | M-MV6-F8-03 | M-MV6-F8-03..Size 24x24x12, MERV 15..Mikropor MV 6" Vee Banks with Downstream Gasket | 0
28904 | M-MVH-Gel-122412 | 12x24x11.5 Galv 99.999% w/Gel Seal | 50
28905 | M-MVH-Gel-242412 | MVH-610/610/292-5/6-13AJNG-32-NT-BIBO..HEPA Gel Seal Extractor Clips..Size 24x24x11.5, 99.99% @ 0.3 micron..Galvanized Frame, 1.0" w.g. @ 2,400 CFM | 104
28908 | M11-SPECIAL | M11-SPECIAL | 0
27723 | M1112204 | 12x20x4 (MERV 11) High Capacity Pleat | 0
27724 | M1112242 | 12x24x2 (MERV 11) High Capacity Pleat | 0
27725 | M1112242XM | 12x24x2 (MERV 11) High Capacity Pleat w/Heavy Expanded Metal | 0
27728 | M1112244 | 12x24x4 (MERV 11) High Capacity Pleat | 0
27727 | M1112244XM | 12x24x4 (MERV 11) High Capacity Pleat w/Heavy Expanded Metal | 0
27726 | M1114301 | 14x30x1 (MERV 11) High Capacity Pleat | 0
27729 | M1116202 | 16x20x2 (MERV 11) High Capacity Pleat | 12
27730 | M1116202XM | 16x20x2 (MERV 11) High Capacity Pleat w/Heavy Expanded Metal | 0
27731 | M1116204 | 16x20x4 (MERV 11) High Capacity Pleat | 23
27732 | M1116242 | 16x24x2 (MERV 11) High Capacity Pleat | 0
27733 | M1116244SP | 16x24x4 (MERV 11) SPECIAL High Capacity Pleat | 0
27734 | M1116252 | 16x25x2 (MERV 11) High Capacity Pleat | 0
27735 | M1116252XM | 16x25x2 (MERV 11) High Capacity Pleat w/Heavy Expanded Metal | 0
27736 | M1116254 | 16x25x4 (MERV 11) High Capacity Pleat | 0
27738 | M1118244 | 18x24x4 (MERV 11) High Capacity Pleat | 0
27737 | M1120202 | 20x20x2 (MERV 11) High Capacity Pleat | 0
27739 | M1120202XM | 20x20x2 (MERV 11) High Capacity Pleat w/Heavy Expanded Metal | 0
27740 | M1120204 | 20x20x4 (MERV 11) High Capacity Pleat | 0
27743 | M1120242 | 20x24x2 (MERV 11) High Capacity Pleat | 0
27741 | M1120242XM | 20x24x2 (MERV 11) High Capacity Pleat w/Heavy Expanded Metal | 0
27742 | M1120244 | 20x24x4 (MERV 11) High Capacity Pleat | 0
27744 | M1120252 | 20x25x2 (MERV 11) High Capacity Pleat | 0
27745 | M1120252XM | 20x25x2 (MERV 11) High Capacity Pleat w/Heavy Expanded Metal | 0
28906 | M1120254 | 20x25x4 (MERV 11) High Capacity Pleat | 0
27746 | M1124124 | 12x24x4 (MERV 11) High Capacity Pleat | 0
27748 | M1124242 | 24x24x2 (MERV 11) High Capacity Pleat | 0
27747 | M1124242XM | 24x24x2 (MERV 11) High Capacity Pleat w/Heavy Expanded Metal | 0
27750 | M1124244 | 24x24x4 (MERV 11) High Capacity Pleat | 0
27749 | M1124244XM | 24x24x4 (MERV 11) High Capacity Pleat w/Heavy Expanded Metal | 0
27751 | M1125252 | 25x25x2 (MERV 11) High Capacity Pleat | 0
28907 | M13-SPECIAL | SPECIAL MERV 13 Pleated Filter | 123
27752 | M1310101 | 10x10x1 MERV 13 Pleated Filter | 96
27753 | M1310121SP | 10x12x1 MERV 13 Pleated Filter | 168
27754 | M1310151SP | 10x15x1 Special MERV 13 Pleated Filter | 25
27755 | M1310182SP | 10x18x2 MERV 13 Pleated Filter | 18
27756 | M1310201 | 10x20x1 MERV 13 Pleated Filter | 0
27757 | M1310202 | 10x20x2 MERV 13 Pleated Filter | 152
27758 | M1310241 | 10x24x1 MERV 13 Pleated Filter | 0
27759 | M1310251 | 10x25x1 MERV 13 Pleated Filter | 189
27760 | M1310252 | 10x25x2 MERV 13 Pleated Filter | 0
27761 | M1310301 | 10x30x1 MERV 13 Pleated Filter | 0
27762 | M1310331SP | 10x33x1 Special MERV 13 Pleated Filter | 309
27763 | M1312121 | 12x12x1 MERV 13 Pleated Filter | 0
27764 | M1312122 | 12x12x2 MERV 13 Pleated Filter | 0
27765 | M1312124 | 12x12x4 MERV 13 Pleated Filter | 0
27767 | M1312201 | 12x20x1 MERV 13 Pleated Filter | 96
27766 | M1312202 | 12x20x2 MERV 13 Pleated Filter | 96
27768 | M1312241 | 12x24x1 MERV 13 Pleated Filter | 107
27769 | M1312242 | 12x24x2 MERV 13 Pleated Filter | 487
27770 | M1312244 | 12x24x4 MERV 13 Pleated Filter | 222
27771 | M1312251 | 12x25x1 MERV 13 Pleated Filter | 0
27772 | M1312301 | 12x30x1 MERV 13 Pleated Filter | 0
27773 | M1314141 | 14x14x1 MERV 13 Pleated Filter | 0
27774 | M1314142SP | Special 14x14x2 MERV 13 Pleated Filter | 0
27775 | M1314182 | 14x18x2 SPECIAL MERV 13 Pleated Filter | 11
27776 | M1314191SP | 14x19x1 Special MERV 13 Pleated Filter | 12
27778 | M1314201 | 14x20x1 MERV 13 Pleated Filter | 66
27777 | M1314201SP | 14x20x1 MERV 13 Pleated Filter | 0
27780 | M1314202 | 14x20x2 MERV 13 Pleated Filter | 472
27779 | M1314211SP | 14x21x1 MERV 13 Pleated Filter | 28
27782 | M1314241 | 14x24x1 MERV 13 Pleated Filter | 48
27783 | M1314251 | 14x25x1 MERV 13 Pleated Filter | 1
27781 | M1314252 | 14x25x2 MERV 13 Pleated Filter | 230
27784 | M1314261SP | 14x26x1 MERV 13 Pleated Filter | 130
27785 | M1314301 | 14x30x1 MERV 13 Pleated Filter | 0
27787 | M1315.5241SP | 15.5x24x1 Special MERV 13 Pleated Filter | 0
27786 | M1315.5242SP | 15.5x24x2 Special MERV 13 Pleated Filter | 0
29258 | M1315.75231ME | FILTER - A/C RETURN AIR 15-3/4 X 23 X 1 MERV 13P/N M1315.75231ME | 0
27788 | M1315181SP | 15x18x1 Special MERV 13 Pleated Filter | 0
27789 | M1315201 | 15x20x1 MERV 13 Pleated Filter | 0
27790 | M1315202 | 15x20x2 MERV 13 Pleated Filter | 0
27791 | M1315241SP | 15x24x1 Special MERV 13 Pleated Filter | 0
27792 | M1315251SP | 15x25x1 MERV 13 Pleated Filter | 59
27793 | M1315301SP | 15x30x1 Special MERV 13 Pleated Filter | 36
27794 | M131530K1 | 15x30 5/8x1 MERV 13 Pleated Filter | 0
27795 | M1315311SP | 15x31x1 Special MERV 13 Pleated Filter | 0
27796 | M1316161 | 16x16x1 MERV 13 Pleated Filter | 223
27799 | M1316162 | 16x16x2 MERV 13 Pleated Filter | 310
27797 | M1316164SP | 16x16x4 Special MERV 13 Pleated Filter | 59
27798 | M1316171SP | 16x17.5x1 MERV 13 Pleated Filter | 12
27800 | M1316181SP | 16x18x1 Special MERV 13 Pleated Filter | 0
27802 | M1316182SP | 16x18x2 Special MERV 13 Pleated Filter | 0
27801 | M1316184SP | 16x18x4 Special MERV 13 Pleated Filter | 0
27804 | M1316191SP | 16x19x1 Special MERV 13 Pleated Filter | 0
27803 | M1316201 | 16x20x1 MERV 13 Pleated Filter | 256
27805 | M1316202 | 16x20x2 MERV 13 Pleated Filter | 263
27806 | M1316204 | 16x20x4 MERV 13 Pleated Filter | 77
27807 | M1316211SP | 16x21x1 MERV 13 Pleated Filter | 0
27808 | M1316222SP | 16x22x2 MERV 13 Pleated Filter | 60
27809 | M1316231SP | 16x23x1 MERV 13 Pleated Filter | 0
27810 | M1316241 | 16x24x1 MERV 13 Pleated Filter | 87
27812 | M1316242 | 16x24x2 MERV 13 Pleated Filter | 414
27811 | M1316251 | 16x25x1 MERV 13 Pleated Filter | 156
27814 | M1316252 | 16x25x2 MERV 13 Pleated Filter | 201
27813 | M1316254 | 16x25x4 MERV 13 Pleated Filter | 124
27815 | M1316291SP | 16x29x1 MERV 13 Pleated Filter | 0
27816 | M1316301 | 16x30x1 MERV 13 Pleated Filter | 39
27817 | M1316302SP | 16x30x2 Special MERV 13 Pleated Filter | 8
27818 | M1316321SP | 16x32x1 Special MERV 13 Pleated Filter | 96
27819 | M1316322SP | 16x32x2 Special MERV 13 Pleated Filter | 35
27820 | M1316451SP | 16x45x1 MERV 13 Pleated Filter | 0
27821 | M1317201SP | 17x20x1 MERV 13 Pleated Filter | 10
27822 | M1317211SP | 17x21x1 MERV 13 Pleated Filter | 37
27823 | M1317221SP | 17x22x1 Special MERV 13 Pleated Filter | 23
27824 | M1317241SP | 17x24x1 MERV 13 Pleated Filter | 19
27825 | M1317281SP | 17x22x1 Special MERV 13 Pleated Filter | 24
27827 | M1318102SP | 18x10x2 Special MERV 13 Pleated Filter | 8
27826 | M1318181 | 18x18x1 MERV 13 Pleated Filter | 72
27828 | M1318182 | 18x18x2 MERV 13 Pleated Filter | 0
27829 | M1318201 | 18x20x1 MERV 13 Pleated Filter | 80
27830 | M1318202 | 18x20x2 MERV 13 Pleated Filter | 208
27832 | M1318222SP | 18x22x2 Special MERV 13 Pleated Filter | 20
27831 | M1318241 | 18x24x1 MERV 13 Pleated Filter | 224
27833 | M1318242 | 18x24x2 MERV 13 Pleated Filter | 50
27835 | M1318244 | 18x24x4 MERV 13 Pleated Filter | 9
27834 | M1318251 | 18x25x1 MERV 13 Pleated Filter | 34
27836 | M1318252 | 18x25x2 MERV 13 Pleated Filter | 146
27837 | M1318301 | 18x30x1 MERV 13 Pleated Filter | 0
27838 | M1319252SP | 19x25x2 Special MERV 13 Pleated Filter | 1
27839 | M1319261SP | 19x26x1 MERV 13 Pleated Filter | 0
27840 | M1319471SP | 19x47x1 MERV 13 Pleated Filter | 0
27841 | M1320201 | 20x20x1 MERV 13 Pleated Filter | 206
27843 | M1320202 | 20x20x2 MERV 13 Pleated Filter | 560
27844 | M1320204 | 20x20x4 MERV 13 Pleated Filter | 263
27842 | M1320211SP | 20x21x1 MERV 13 Pleated Filter | 21
27845 | M1320221 | 20x22x1 MERV 13 Pleated Filter | 128
27846 | M1320241 | 20x24x1 MERV 13 Pleated Filter | 212
27847 | M1320242 | 20x24x2 MERV 13 Pleated Filter | 581
27848 | M1320244 | 20x24x4 MERV 13 Pleated Filter | 150
27849 | M1320251 | 20x25x1 MERV 13 Pleated Filter | 366
27850 | M1320252 | 20x25x2 MERV 13 Pleated Filter | 735
27851 | M1320254 | 20x25x4 MERV 13 Pleated Filter | 48
27852 | M1320272 | 20x27x2 Special MERV 13 Pleated Filter | 34
27853 | M1320301 | 20x30x1 MERV 13 Pleated Filter | 75
27854 | M1320302 | 20x30x2 MERV 13 Pleated Filter | 0
27856 | M1320371SP | 20x37x1 MERV 13 Pleated Filter | 36
27855 | M1320401SP | 20x40x1 MERV 13 Pleated Filter | 24
27859 | M1320561SP | 20x56x1 MERV 13 Pleated Filter | 0
27858 | M1321211SP | 21x21x1 MERV 13 Pleated Filter | 21
27857 | M1321301SP | 21x30x1 MERV 13 Pleated Filter | 0
27860 | M1321302SP | 21x30x2 Special MERV 13 Pleated Filter | 36
27861 | M1322221SP | 22x22x1 MERV 13 Pleated Filter | 29
27862 | M1322241SP | 22x24x1 MERV 13 Pleated Filter | 36
27863 | M1323231SP | 23x23x1 MERV 13 Pleated Filter | 30
27864 | M1323234SP | 23x23x4 Special MERV 13 Pleated Filter | 1
27865 | M1324194SP | 24 3/8x19 3/8x4 MERV 13 Pleated Filter | 0
27866 | M1324241 | 24x24x1 MERV 13 Pleated Filter | 169
27867 | M1324242 | 24x24x2 MERV 13 Pleated Filter | 1250
27868 | M1324244 | 24x24x4 MERV 13 Pleated Filter | 431
27869 | M1324254 | 24x25x4 MERV 13 Pleated Filter | 32
27870 | M1324301 | 24x30x1 MERV 13 Pleated Filter | 0
27871 | M1325251 | 25x25x1 MERV 13 Pleated Filter | 0
27872 | M1325252 | 25x25x2 MERV 13 Pleated Filter | 8
27873 | M1325254SP | 25x25x4 MERV 13 Pleated Filter | 6
27874 | M1325321SP | 25x32x1 MERV 13 Pleated Filter | 11
27875 | M1325322SP | 25x32x2 MERV 13 Pleated Filter | 0
27876 | M1325381SP | 25x38x1 MERV 13 Pleated Filter | 60
27877 | M1325601SP | 25x60x1 MERV 13 Pleated Filter | 0
27878 | M1327281SP | 27x28x1 MERV 13 Pleated Filter | 0
27879 | M1328301SP | 28x30x1 MERV 13 Pleated Filter | 0
27880 | M1328302SP | 28x30x2 Special MERV 13 Pleated Filter | 112
27882 | M1328561SP | 28x56x1 MERV 13 Pleated Filter | 0
27881 | M1329291SP | 29x29x1 MERV 13 Pleated Filter | 2
27883 | M1330301SP | 30x30x1 MERV 13 Pleated Filter | 4
27884 | M1330851SP | 30x8.5x1 MERV 13 Pleated Filter | 0
27885 | M139122SP | 9x12x2 Special MERV 13 Pleated Filter | 0
27886 | M6-POCKET6P | 22.75" x 25.5" x 28" 85% Synthetic Media 6P Plastic Frame Pocket Filter | 120
27887 | MAGAH1224B3H3 | 12x24x12 MERV 14 Heavy-Duty Aluminized Steel, High Temperature Box Filter w/ Aluminized Faceguards | 0
27889 | MAGAH2412B3H3 | 12x24x12 MERV 14 Heavy-Duty Aluminized Steel, 350 High Temperature Box Filter w/ Aluminized Faceguards Header | 2
27888 | MAGAH2424B3H3 | 24x24x12 MERV 14 Heavy-Duty Aluminized Steel, 350 High Temperature Box Filter w/ Aluminized Faceguards | 0
28910 | MAGAH2424B3H35 | 24.0 x 24.0 x 12- MERV 14 MAGNA HT SERIES 500, HEADER STYLE, GASKETING AIR EXIT, FACE GUARDS AIR ENTRY AND EXIT, NOMINAL SIZE | 29
28909 | MAGGD1625A3OX | 16 x 25 x 6 MERV 14 - 900 Series Metal Dbl HDR Nominal Magna Std Cap | 0
28911 | MAGGD2025A3OX | 20 x 25 x 6. MERV 14 - 900 Series Metal Dbl HDR Nominal Magna Std Cap | 0
28912 | MAGNA HEPA | nan | 0
28913 | MAGNA242412ENH | 24x24x12 MERV 14 Heavy-Duty Aluminized Steel, High Temperature Box Filter w/ Aluminized Faceguards Non-Headered | 0
28914 | MAGNAH2412B3H | 12x24x12 MERV 14 Heavy-Duty Aluminized Steel, High Temperature Box Filter w/ Aluminized Faceguards | 0
28918 | MAGNAH2424B3H | 24x24x12 MERV 14 Heavy-Duty Aluminized Steel, High Temperature Box Filter w/ Aluminized Faceguards | 0
28917 | MBE5-40 | MBE5-40; Equivalent to AVS5M40 PARKER | 0
28916 | MC-292/592/130-8PKN | 12x24x6 Headered Merv 14 | 0
28915 | MC-592/592/130-8PKN | 24x24x6 Headered Merv 14 | 0
27891 | MF8V4-1224 | 12" x 24" x 12" MERV 14 4V-Bank Filter,Glassfiber, Blue Frame | 31
27893 | MF8V4-2024 | 20" x 24" x 12" MERV 14 4V-Bank Filter, Glassfiber, Blue Frame | 215
27894 | MF8V4-2424 | 24" x 24" x 12" MERV 14 4V-Bank Filter, Glassfiber, Blue Frame | 79
27895 | MF90 1/1 | 24x24x26 Viledon Bag 90% | 18
27897 | MF95 1/1 | 24x24x26 Viledon Bag 95% | 0
28921 | MFK-032-39 | FRANKIE FILTER MFK-032-39 | 0
28922 | MG Hydro Pre 23233� | PANFIL G4 592x592 (23.3x23.3x3�) | 0
28924 | MIKROPOR | nan | 0
28925 | MINI Special | nan | 0
27896 | MINI-12246 | EFS 12x24x6, MINI Pleat MERV 15 | 18
27898 | MINI-12246H | EFS 12x24x6,Header MINI Pleat MERV 15 | 0
27899 | MINI-16206 | EFS 16x20x6, MINI Pleat MERV 15 | 0
27900 | MINI-16206H | EFS 16x20x6, MINI Pleat MERV 15 | 8
27901 | MINI-20206H | EFS 20x20x6, MINI Pleat MERV 15 | 2
27903 | MINI-24246 | EFS 24x24x6, MINI Pleat MERV 15 | 70
27902 | MINI-24246H | EFS 24x24x6, Header MINI Pleat MERV 15 | 0
28923 | MINI24244-EFS | MERV 11 24x24x4 Plastic Frame MINI Pleat | 0
27904 | MINI75-2/00 | VILEDON 20x20x2 Mini Pleat 75% | 0
27905 | MINI75-2/05 | VILEDON 20x25x2 Mini Pleat 75% | 0
27906 | MINI75-2/24 | VILEDON 12x24x2 Mini Pleat 75% | 0
27907 | MINI75-2/44 | VILEDON 24x24x2 Mini Pleat 75% | 0
27908 | MINI75-2/60 | VILEDON 16x20x2 Mini Pleat 75% | 0
27909 | MINI75-2/64 | VILEDON 16x24x2 Mini Pleat 75% | 0
27910 | MINI75-2/65 | VILEDON 16x25x2 Mini Pleat 75% | 0
27911 | MINI75-4/44 | VILEDON 24x24x4 Mini Pleat 75% | 0
27912 | MINI85-2/24 | VILEDON 12x24x4 MiniPleat 85% | 0
27914 | MINI85-2/24. | VILEDON 12x24x2 MiniPleat 85% | 0
27913 | MINI85-2/44 | VILEDON 24x24x2 MiniPleat 85% | 0
27915 | MINI85-2/60 | VILEDON 16x20x2 MiniPleat 85% | 0
27916 | MINI85-4/04 | VILEDON 20x24x4 MiniPleat 85% | 0
27919 | MINI85-4/24 | VILEDON 12x24x4 MiniPleat 85% | 0
27918 | MINI85-4/44 | VILEDON 24x24x4 MiniPleat 85% | 0
27917 | MINI85-4/84 | VILEDON 18x24x4 MiniPleat 85% | 0
28930 | MINI85H-4/04 | VILEDON 20x24x4 MiniPleat 85% Header | 0
28928 | MINI95-2/00 | VILEDON 20x20x2 MiniPleat 95% | 0
27920 | MINI95-2/05 | VILEDON 20x25x2 MiniPleat 95% | 0
27921 | MINI95-2/24 | VILEDON 12x24x2 Mini Pleat 95% | 0
27922 | MINI95-2/44 | VILEDON 24x24x2 Mini Pleat 95% | 0
27923 | MINI95-4/24 | VILEDON 12x24x4 MiniPleat 95% | 0
27925 | MINI95-4/44 | VILEDON 24x24x4 MiniPleat 95% | 0
27924 | MINI95-4/65 | Viledon 16x25x4 Mini95 Pleat Filter | 6
27926 | MINICP | VILEDON Carbon Mini CP Filter | 0
28926 | MINICP-2/44 | Viledon 24x24x2 Carbon Mini CP Filter | 0
27927 | MINICP-4/04 | Viledon 20x24x4 Carbon Mini CP Filter | 0
27929 | MINICP-4/05 | Viledon 20x25x4 Carbon Mini CP Filter | 0
27928 | MINICP-4/65 | Viledon 16x25x4 Carbon Mini CP Filter | 0
27930 | MINIRF-2/00 | 20x20x2 Mini Roughing Filter | 0
27931 | MINIRF-2/05 | 20x25x2 Mini Roughing Filter | 0
27932 | MINIRF-2/44 | 24x24x2 Mini Roughing Filter | 210
27933 | MINIRF-2/60 | 16x20x2 Mini Roughing Filter | 0
27934 | MINIRF-2/65 | 16x25x2 Mini Roughing Filter | 0
27935 | MINIRF-4/44 | 24x24x4 Mini Roughing Filter | 0
27936 | MKF8V2-2024 | 20x24x12 MV-2VF MiniPleat V2/MERV 14 MW | 0
27937 | MKF8V2-2424 | 24X24X12 MV-2VF MiniPleat 2V/ MERV 13 MW | 206
27938 | ML-122410-3PLY-C | 12x24x10, 3-Ply Cube Filter | 0
27940 | ML-122415-3PLY-C | 12x24x15, 3-Ply Cube Filter | 0
27939 | ML-122415-OA-C | 12" x 24" x 15" Cube Filter w/Antimicrobial | 0
27941 | ML-122424-OA-C | 12" x 24" x 25" Cube Filter w/Antimicrobial | 0
27942 | ML-242410-3PLY-C | 24x24x10, 3-Ply Cube Filter | 0
27943 | ML-242415-3PLY-C | 24x24x15, 3-Ply Cube Filter | 0
27944 | ML-242415-OA-C | 24" x 24" x 15" Cube Filter w/Antimicrobial | 72
27945 | MP1320242 | M13 Mini Pleat MPF 20x24x2 | 0
27946 | MP1324242 | M13 Mini Pleat MPF 24x24x2 | 0
27947 | MP214-1620-ZB | MERV 14 Zero-Bypass 16x20x2 | 0
27948 | MP214-2020-ZB | MERV 14 Zero-Bypass 20x20x2 | 0
27951 | MP215-1224-ZB | MERV 15 Zero-Bypass 12x24x2 | 0
27950 | MP215-1620-ZB | MERV 15 Zero-Bypass 16x20x2 | 0
27949 | MP215-2020-ZB | MERV 15 Zero-Bypass 20x20x2 | 0
27952 | MP215-2024-ZB | MERV 15 Zero-Bypass 20x24x2 | 0
27953 | MP215-2424-ZB | MERV 15 Zero-Bypass 24x24x2 | 0
27955 | MRM8- GT-LM6 | LM6000 Guard Door Coalescer Prefilter G4 23.3 x 23.3 x 3 1/2 Plastic Frame Mini Pleat | 190
28929 | MRM8-1/1-PF | LM6000 Guard Door Coalescer Prefilter G4 23.3 x 23.3 x 3.75 Plastic Frame Mini Pleat | 0
28932 | MRM8-1/2-PF | LM6000 Guard Door Coalescer Prefilter G4 11.3 x 23.3 x 3 1/2 Plastic Frame Mini Pleat | 63
28933 | MV-F9-03 | F9 M154V Mini Pleat | 0
27958 | MV75 1/1 RP | Viledon 24x24x12 75% V-Bank | 0
27957 | MV75 1/1- DSG NR | 24x24x12 DSG 75% V-Bank Non Recessed | 0
27959 | MV75 1/2- DSG NR | VILEDON 12x24x12 DSG 75% V-Bank Non Recessed | 0
28935 | MV75 5/6 Non Recess | Viledon 20x24x12 V-Bank Non-Recessed | 0
27961 | MV85 1/1 RP-Non Recess | Viledon 24x24x12 RP 85% M13 V-Bank Non-Recessed w/DSG | 0
27960 | MV85 1/1-NR | 24x24x12 85% V-Bank Non Recessed | 0
27962 | MV85 5/6 RP-Non Recess | Viledon 20x24x12 RP 85% M13 V-Bank Non-Recessed w/DSG | 0
27963 | MV95 1/1 Non Recess | Viledon 24x24x12 96% V-Bank Non-Recessed w/DSG | 1172
27965 | MV95 1/1 RP-Non Recess | Viledon 24x24x12 rp 96% V-Bank Non-Recessed w/DSG | 0
27964 | MV95 1/1 Recess | 6904370 24x24x13 96% V- Bank Recess | 0
27966 | MV95 1/2 Non Recess | Viledon 12x24x12 96% V-Bank Non-Recessed w/DSG | 683
27967 | MV95 1/2 RP-Non Recess | Viledon 12x24x12 RP 96% V-Bank Non-Recessed w/DSG | 0
27968 | MV95 5/5 Non Recess | Viledon 20x20x12 95% V-Bank Non-Recessed w/DSG | 260
27969 | MV95 5/6 RP-Non Recess | Viledon 20x24x12 RP 96% V-Bank Non-Recessed w/DSG | 0
27970 | MV95 5/6 Non Recess | Viledon 20x24x12 95% V-Bank Non-Recessed w/DSG | 399
28936 | MX120 | VILEDON MaxiPleat 24"x24"x12" | 0
28939 | MX95 1/1- DSGP | 24x24x12 High Efficiency Rigid Filter DSG Gaketing | 0
28938 | MX98 1/1 | 73076658 24x24x12 MX98 1/1 | 0
28940 | MZE-SPECIAL | MZE-SPECIAL | 0
28941 | MZP-SPECIAL | MZP-SPECIAL | 0
28945 | N0114B26 | 12.75" x 26" Open-Closed Cylindrical Cartridge Blended Cellulose - MERV 11 - 224 ft2 - 1.18" Bolt Hole | 0
28942 | N0121C26 | 17.5" x 26" Open-Open Conical Cartridge Blended Cellulose - MERV 11 - 238 ft2 | 0
27971 | N0134A34.5 | 16x11�x 34� GT Cylinder Cartridge - Blended Cellulose - MERV11 - open/open - 354 ft� | 0
27972 | N0135B22 | 16x11�x22 GT Cylinder Cartridge - Blended Cellulose - MERV11 - open/closed - 226 ft� | 0
28943 | N0211F26 | 18.75" x 14" x 26" Open-Closed Cylindrical Cartridge - 18.75" Round Flange - Inner & Outer Expanded Metal - 17.5" ID Gasket 0.5" x 0.5" - Blended Cellulose w/ Nano - MERV 15 - Duratek Spiderweb XP Equivilent - 222 ft2 .. | 0
28948 | N0214B26 | 12.75" x 26" Open-Closed Cylindrical Cartridge Blended Cellulose w/ nano - MERV 15 - 224 ft2 - 1.18 Bolt Hole" | 0
27973 | N0218D26 | 12.75 x 8.38 x 26 w/ Tenkay flange - MERV 15 cellulose | 0
27974 | N0218D34 | 12.75 x 8.38 x 34 w/ Tenkay flange - MERV 15 cellulose | 0
28944 | N0221C26 | 17.5" x 26" Open-Open Conical Cartridge Blended Cellulose w/nano - MERV 15 -238 ft2 | 0
28949 | N0711F26 | 18.75" x 14" x 26" Open-Closed Cylindrical Cartridge - 18.75" Round Flange - Inner & Outer Expanded Metal - 17.5" ID Gasket 0.5" x 0.75" - 100% Wet-Laid Synthetic - MERV 13 - Synthetic Spiderweb Equivilent - 222 ft2 | 0
28947 | N0714B26 | 12.75"x26" Open-Closed Cylindrical Cartridge 100% Synthetic - MERV 13 | 0
28946 | N0801A22 | 12.75" x 8.38" x 22" Cylindrical Cartridge - 189 ft�..P/N N0801A22 - TFP90 22" | 0
28950 | N0814B26 | 12.75" x 8.38" x 26" Cylindrical Cartridge - 224 ft�..P/N N0814B26 - TFP90 26" | 0
27975 | N1412V12NG | 12" x 24" x 12" MERV 16 Synthetic V Cell filter | 0
28951 | N1418D26 | N1418D26 ..12.75" OD " x 8.38" ID x 26.0" L MERV 16 synthetic Cartridge. 224 ft� | 0
28952 | N1418D39 | N1418D39 ..12.75" OD " x 8.38" ID x 39.0" L, MERV 16 synthetic Cartridge 336 ft� .. | 0
27976 | N2314B26 | 12.75" x 26" Open-Closed Cylindrical Cartridge - 1.18" Bolt Hole - Inner & Outer Expanded Metal - 10.25" ID Gasket 0.5" x 0.5" - Blended Cellulose w/ nano - MERV 13 - 224 ft2 | 0
27977 | N2413B26 | 12.75" x 8.38" x 26" Open-Closed Cylindrical Cartridge - 0.55" Bolt Hole - Inner & Outer Expanded Metal - 10.25" ID Gasket 0.5" x 0.5" - Blended Cellulose w/ Nano - MERV 16 | 0
27978 | N2421C26 | 17.5" x 8.38" x 26" Open-Open Conical Cartridge - Inner & Outer Expanded Metal - 15.75" ID Gasket 0.5" x 0.5" - Blended Cellulose w/ Nano - MERV 16 - 238 ft2 | 0
27982 | N242435M8 | 24" x 24" 3.5" High Capacity Pleat..(Exact Size 23.375 x 23.375 x 3.4375) | 0
27979 | N24V12NG | 24" x 24" x 12" MERV 16 Synthetic V Cell filter | 0
28953 | N934 | nan | 0
27980 | N937A | 12.75 x 26 Cylinder Gas Turbine Cartridge - Blended Cellulose w/ Nano Fiber - E10/MERV 16 | 0
27983 | N937B | 17.75 x 26 Conical Gas Turbine Cartridge - Blended Cellulose w/ Nano - E10/MERV16 | 0
27981 | NC02070H264105103J3 | 24x24x17 Deep 4V Filter ..(Donaldson AE5854401 Equivalent) | 0
28954 | NGGC-336 PL-01 | PECO Next Generation Gas Coalescer 4.5" OD x 36" L 0.3 Micron Element | 0
28956 | NXT-3100138 | 18.75" x 14" x 26" Open-Closed Cylindrical Cartridge - 18.75" Round Flange - Inner & Outer Expanded Metal - 17.5" ID Gasket 0.5" x 0.75" - Blended Cellulose W/ Nano Merv 13 | 0
28958 | NXT-GT Canister | nan | 0
27985 | NXT-N2124V17 | 24x24x17 Deep 4V Filter ..(Donaldson AE5854401 Equivalent) | 0
27987 | NXT-N501-FL | Tenkay 12.75" x 26" Cylindrical GT Cartridge - Blended Cellulose w/ Nano Fiber MERV 15/16 | 0
27986 | NXT-N9-COMP-LM6 | 17.5x14 IDx26 L Composite Cansiter MERV15 Nano Blended | 0
27989 | NXT-N902A-22 | 12.75" x 22" Cylindrical GT Cartridge -Blended Cellulose - MERV 11 - 190ft� | 0
27988 | NXT-N902A-26 | 12.75" x 26" Cylindrical GT Cartridge -Blended Cellulose - MERV 11 - 224ft� | 0
27990 | NXT-N906A | 12.75" x 26" Cylindrical GT Cartridge - Blended Cellulose w/ Nano Fiber MERV 15 | 0
27992 | NXT-N906B | 17.5" 26" Conical GT Cartridge - Blended Cellulose w/ Nano Fiber MERV 15 | 0
27991 | NXT-N909 | 12.75 x 34 Cylinder Gas Turbine Cartridge w/TwistLock Interface - Blended Poly w/ Nano Fiber - MERV15 | 0
27993 | NXT-N909-L | 12.75 x 39 Cylinder Gas Turbine Cartridge w/TwistLock Interface - Blended Poly w/ Nano Fiber - MERV15 | 0
27994 | NXT-N910 | 12.75 x 34 Cylinder Gas Turbine Cartridge w/TwistLock Interface - Blended Poly w/ Nano Fiber - E10/MERV 16 | 0
27995 | NXT-N910-L | 12.75 x 39 Cylinder Gas Turbine Cartridge w/TwistLock Interface - Blended Poly w/ Nano Fiber - E10/MERV 16 | 0
27999 | NXT-N922A-CYN | 26" E11 / MERV 13 GDX Cylindrical Filter | 0
27996 | NXT-N922B-CON | N922B..26" GDX Conical Filter; nano/spiderweb 100% Synthetic media, MERV 13; (pulsable version w/outer wire cage) | 0
27997 | NXT-N933-M11 | MERV 11 Gas Turbine, Solar Taurus 70 GTG Conical & Cylindrical Pair ..(11.5 x 16.0 x 34.5 Conical / ..& 11.5 x 16.0 x 22.0 Cylindrical) | 0
28955 | NXT-N934 | Composite filter for LM6000L, 80/20 blend | 0
28002 | NXT-N937A-22SS | 12.75 x 22 Cylinder Gas Turbine Cartridge - Blended Cellulose w/ Nano Fiber - E10/MERV 16 Stainless Steel Piece Parts | 0
27998 | NXT-N955A-TDS | 26" Cylindrical Canister Polyester synthetic wet laid nonwoven, synthetic filter - pulsed gas turbine inlet and/or industrial APC filter, G60 Galvanized Expanded Steel | 0
28961 | NXT-VEE-SOCK 1/1 | 4V SOCK 24x24x12 V-Bank Filters ..for NxtNano V Cell | 258
28957 | Nova Pleat-Special | Nova Pleat Special | 0
28973 | P524742-22" Cranks | 22" Crank w/washer & gaskets / No Nuts | 0
28982 | PBG12241995 | 12x24x19 MERV 15 (95%) 5 Pocket Fiberglass Bag Filter, Standard Header, No Gasket, No Loops | 0
28984 | PBG2424221810 | 24x24x22 MERV 13 (85%) 10 Pocket Fiberglass Bag Filter, Standard Header | 0
28985 | PBG24242288 | 24x24x22 MERV 13 (85%) 8 Pocket Fiberglass Bag Filter, Standard Header | 0
28986 | PBG24242298 | 24x24x22 MERV 15 (95%) 8 Pocket Fiberglass Bag Filter, Standard Header | 0
28010 | PF4PS18W0-12 | 12x24x2 PANFIL Self-Supported Synthetic Media Filter w/ Plastic Frame | 0
28011 | PF4PS18W0-24 | 24x24x2 PANFIL Self-Supported Synthetic Media Filter w/ Plastic Frame | 0
28012 | PF4PS18Z0 | 24x24x3.5 PANFIL Self-Supported Synthetic Media Filter w/ Plastic Frame | 1653
29053 | PHX/006157F | V-Cell, ClearCurrent PHX, 23.3x23.3x17.1" (593H x 593W x 435D)mm, DS Gasketed | 0
28013 | PLT12-M11-04-PH | 24x24x12 High Efficiency Rigid Cell Filter | 0
28014 | PP-HC-40-1 | Filter Water 1 Micron Cartridge | 0
28016 | PPL-347-S1B-05E | PECO PEACH Polyester Liquid Filter Element, 3" OD x 47" L w/ 2.5"..CS Spring End Cap, 99.9% Efficiency @ 5 Micron | 0
28015 | PT434-10 | PT434-10 Hydraulic Element | 0
28017 | PUG12244-65 | 12x24x4 65% Plastic Frame MINI Pleat | 5
28018 | PUG16204-95 | 16x20x4 95% Plastic Frame MINI Pleat | 0
28019 | PUG20204-65 | 20x20x4 65% Plastic Frame MINI Pleat | 14
28021 | PUG20204-95 | 20x20x4 95% Plastic Frame MINI Pleat | 0
28020 | PUG20244-65 | 20x24x4 65% Plastic Frame MINI Pleat | 7
28022 | PUG20254H-95 | 20x25x4 95% Plastic Frame MINI Pleat | 0
29088 | PUPB2424C5AX | 24.0 X 24.0 X 3 99.97% PURACELL PARTICLE BOARD FLUSH BOX, GASKET ON AIR EXIT, NO FACE GUARDS | 0
29087 | PUPFB242441O | 24 X 24 X 4 MERV 11 PURACELL II PLASTIC BOX, NOMINAL SIZE | 0
29092 | PUPSLRB122449O | 12x24x4 Puracell Plastic Frames MERV 15 | 149
28023 | PUPSLRB162049 | 16x20x4 Puracell Plastic Frames MERV 15 | 41
29093 | PUPSLRB202049O | 20x20x4 Puracell Plastic Frames MERV 15 | 0
29095 | PUPSLRB202449O | 20x24x4 Puracell Plastic Frames MERV 15 | 79
29094 | PUPSLRB202549O | 20x25x4 Puracell Plastic Frames MERV 15- BOX STYLE NO HEADER | 4
29096 | PUPSLRB242449O | 24x24x4 Puracell Plastic Frames MERV 15 | 219
29097 | PUPSLRH122449O | 12x24x4 Puracell Plastic Frames MERV 15- WITH HEADER | 83
29098 | PUPSLRH202549O | 20x25x4 Puracell Plastic Frames MERV 15- WITH HEADER | 20
29100 | PUPSLRH242449O | 24x24x4 Puracell Plastic Frames MERV 15- WITH HEADER | 186
29099 | PURAFILTERS | nan | 0
29102 | PURII242446 | 24x24x4 Puracell II Mini Pleat MERV 11, Fiberglass | 0
29107 | PUVXH1224B3O | 12x24x12 MERV 14 Puracell VX Header Style | 0
29105 | PUVXH2424B3O | 24x24x12 MERV 14 Puracell VX Header Style | 0
29078 | Poly Panel-Special | Poly Panel Special | 620
29103 | QAD2025154SS | 20x25x15 QUAD 440 Self Sealing | 0
29108 | R1/05 | VILEDON 20x25x2 R1 Panel Filter (20/box) | 0
29109 | R1/44 | VILEDON 24x24x2 R1 Panel Filter (20/box) | 0
29119 | SBG-SPECIAL | nan | 0
29120 | SBG12241263 | 12x24x12 3 Pocket Filter 65% Synthetic Special Bag Filter | 35
29121 | SBG12241285 | 12x24x12 3 Pocket Bag Filter 85% Synthetic Special Bag Filter | 8
29127 | SBG12241294 | ** 12x24x12 4P Bag Filter 95% Synthetic Special Bag Filter | 0
29124 | SBG12241543 | 12x24x15 3 Pocket Merv 9 Synthetic Bag Filter | 0
29126 | SBG12241563 | 12x24x15, MERV 11 Depth Loading Synthetic Pocket Filter (3 pocket) | 0
29122 | SBG12241564 | 12x24x15 4 Pocket Merv 11 Synthetic Bag Filter | 0
29125 | SBG12241566CM | 12x24x15 MERV 11, 6-Pocket Synthetic Bag Filter, No Gasket, Loops None, Cambridge Header, Galv. Steel Frame | 0
29123 | SBG12241586 | 12x24x15 6-Pocket MERV 13 Synthetic Bag Filter, Galv. Steel Frame | 0
29128 | SBG12241594 | 12x24x15, MERV 15 Depth Loading Synthetic Pocket Filter (4 pocket) | 0
29129 | SBG122421-95 | 12x24x21 3 Pocket Bag Filter 95% Synthetic Special Bag Filter | 16
29130 | SBG16201286 | 16x20x12 85% 6 Pocket Bag Filter | 6
28024 | SBG202012 | 20x20x12 Synthetic Bag Filter 45%, 5 Pockets | 8
29131 | SBG20201244 | 20x20x12, 40% Depth Loading Synthetic Pocket Filter (4 pockets) | 0
28025 | SBG20201266 | 20x20x12 Synthetic Bag Filter MERV11 6Pockets | 0
29136 | SBG20201286 | Synthetic Bag, 20x20x12 Merv 13 6P | 19
28026 | SBG20201296 | 20x20x12 Synthetic Bag Merv15, 6-Pocket | 0
29133 | SBG202015 | Synthetic Bag, 20x20x15 MERV 15 8 Pockets, Gasket None, Loops None, Std Header, Nom Size | 0
28027 | SBG20201566 | 20x20x15 6-Pocket MERV 11 Synthetic Bag Filter | 0
29132 | SBG202021-95 | 20x20x21 6 Pocket Bag Filter 95% Synthetic Special Bag Filter | 20
29134 | SBG20241295 | 20x24x12 Bag Filter 95% Synthetic Special Bag Filter | 0
29135 | SBG202415 | 20x24x15, MERV 11 Depth Loading Synthetic Pocket Filter (6 pocket) | 0
28028 | SBG20241566 | 20x24x15, 60% Depth Loading Synthetic Pocket Filter (6 pocket) | 0
29138 | SBG20241586 | 20x24x15 6 Pocket 85% Synthetic Bag Filter (MERV 13) | 0
28029 | SBG20241598 | 20x24x15, MERV 15 Depth Loading Synthetic Pocket Filter (8 pocket) | 0
29137 | SBG202421-95 | 20x24x21 6 Pocket Bag Filter 95% Synthetic Special Bag Filter | 42
29139 | SBG20242298 | 20x24x22 Merv 15 Depth Load Sythetic 8-P | 8
29140 | SBG24241266E | 24x24x12 6 Pocket Bag Filter 65% Synthetic Special Bag Filter | 0
29141 | SBG24241285 | 24x24x12 6 Pocket Bag Filter 85% Synthetic Special Bag Filter | 0
29142 | SBG24241286 | 24x24x12 6 Pocket Bag Filter 85% Synthetic Special Bag Filter | 35
29144 | SBG24241288 | 24x24x12 8 Pocket Bag Filter 85% Synthetic Special Bag Filter | 0
29143 | SBG24241296 | 24x24x12 6 Pocket Bag Filter 95% Synthetic Special Bag Filter | 0
29145 | SBG24241546 | 24x24x15 6 Pocket Merv 9 Synthetic Bag Filter | 0
29148 | SBG242415612 | 24x24x15 MERV 11, 12-Pocket Synthetic Bag Filter, No Gasket, Loops None, Cambridge Header, Galv. Steel Frame | 0
29147 | SBG24241566 | 24x24x15 6-Pocket MERV11 Syntetic Bag Filter | 210
29150 | SBG242415812 | 24x24x15 12-Pocket MERV 13 Synthetic Bag Filter, Galv. Steel Frame | 0
29149 | SBG24241586 | 24x24x15 6 Pocket Merv 13 Synthetic Bag Filter | 0
29146 | SBG242415912 | 24x24x15 12-Pocket 95% Syntetic Bag Filter | 0
29152 | SBG24241596 | 24x24x15 6-Pocket 95% Syntetic Bag Filter | 0
29151 | SBG24241598 | 24x24x15 8 Pocket Filter 95% Synthetic Special Bag Filter | 0
29155 | SBG242421-95 | 24x24x21 6 Pocket Bag Filter 95% Synthetic Special Bag Filter | 16
29310 | SBG2424216 | 24x24x21 6 Pocket Bag Filter MERV 11 Synthetic Special Bag Filter | 120
29153 | SBG242422 | 24x24x22 Merv 15 6 Pocket Synthetic Bag Filter | 0
29154 | SBG24242266 | 24x24x21 (MERV 11) 6 Pocket Synthetic Bag Filter, Standard Header, Non Gasket | 0
29156 | SBG24242268 | Synthetic Bag, 24.0 in X 24.0 in X 22.0 in MERV 11 8.0 Pockets, Gasket None, Loops None, Std Header, Nom Size | 0
29157 | SBG24242286 | 24x24x22 (MERV 13) 6 Pocket Synthetic Bag Filter, Standard Header, Non Gasket | 0
29159 | SBG242424 | 24x24x24 6 Pocket Bag Filter | 0
29158 | SBG24242596 | 24x24x25 6-Pocket Filter MERV 15 95% Synthetic Special Bag Filter | 0
29160 | SBG252010957 | SBG252010957..20x25x10 Merv 15 7 Pocket Bag Filter with Aluminum Frame | 0
28031 | SBG25201596 | 20x25x15 Synthetic Bag Merv 15 6-Pocket | 0
28030 | SBG25201867 | 25x20x18 6-Pocket MERV11 Synthetic Bag Filter | 0
29163 | SCF14.314.32EHTHCSS | 14 1/4 x 14 1/4 x 2 Special Construction Filter HIGH TEMP PLEATED FILTER..WITH 304 SS FRAME AND 1 X 1 WIRE..MERV 10 HIGH CAPACITY | 0
29161 | SENSTD244849302A10 | 2x4 Sentinel Fan Filter Unit | 0
28035 | SL5-4L | Polypropylene String Wound, 5 Micron, 40" Length, DOE w/..Polypropylene Core..***Equivalent to EP5R40P*** | 0
29166 | SMP-11AT-MINIPLEAT | SMP-11AT-MINIPLEAT | 0
28034 | SMP-11AT24242 | 24x24x2 MERV 11 (50-55%) Plastic Frame Synthetic Mini Pleat Filte | 0
28037 | SMP-14EE16202 | 16x20x2 MERV 14 Synthetic Mini Pleat Filter | 0
28038 | SMP-14EE16242 | 16x24x2 MERV 14 Synthetic Mini Pleat Filter | 0
28039 | SMP-14EE20262 | 20x26x2 MERV 14 Synthetic Mini Pleat Filter | 0
28040 | SMP-14EE24242 | 24x24x2 MERV 14 Synthetic Mini Pleat Filter | 0
28041 | SMP-15EE12204 | 12x20x4 MERV 15 Mini Pleat Plastic Frame- NO HEADER | 1
28043 | SMP-15EE1224HD | 12x24x6 MERV 15 (95-100%) Synthetic Mini Pleat Filter Single Header | 0
28042 | SMP-15EE16206HD | 16x20x6 MERV 15 (95-100%) Synthetic Mini Pleat Filter Single Header | 0
28044 | SMP-15EE20206HD | 20x20x6 MERV 15 (95-100%) Synthetic Mini Pleat Filter Single Header | 0
28046 | SMP-15EE24126 | 12x24x6 MERV 15 (95-100%) Synthetic Mini Pleat Filter NH | 0
28045 | SMP-15EE24246 | 24x24x6 MERV 15 (95-100%) Synthetic Mini Pleat Filter NH | 0
28047 | SMP-15EE24246HD | 24x24x6 MERV 15 (95-100%) Synthetic Mini Pleat Filter Single Header | 0
29168 | SMP-16204-60 | 16x20x4 Mini MERV 12 Plastic Frame | 0
29170 | SMP-20254-60 | 20x25x4 Mini MERV 12 Plastic Frame | 72
29167 | SMP-24244-60 | 24x24x4 Mini MERV 12 Plastic Frame | 0
28050 | SMP-6011AT16256HD | 16x25x6 MERV11 65% Synthetic Mini Pleat Filter (AEOLUS) | 0
28049 | SMP-6011AT20256HD | 20x25x6 MERV11 65% Synthetic Mini Pleat Filter (AEOLUS) | 0
28048 | SMP-6016204 | 16x20x4 MERV 12 Plastic Frame Synthetic Mini Pleat | 0
28051 | SMP-6016244 | 16x24x4 MERV 12 Plastic Frame Synthetic Mini Pleat | 0
29172 | SMP-6020254 | 20x24x4 inch MERV 12 (70-75%) Synthetic Mini Pleat Panel Filter | 0
28053 | SMP-6024244 | 24x24x4 MERV 12 Plastic Frame Synthetic Mini Pleat | 10
29169 | SMP-8024242 | MERV 13 24x24x2 Plastic Frame Pleat | 0
28052 | SMP-95AT16204 | 16x20x4 MERV 15 (95-100%) Synthetic Mini Pleat Filter (AEOLUS) | 0
28054 | SMP-95AT20202 | 20x20x2 MERV 15 (95-100%) Synthetic Mini Pleat Filter (AEOLUS) | 0
29171 | SMP-95AT20204 | 20x20x4 MERV 15 (95-100%) Synthetic Mini Pleat Filter | 0
28055 | SMP-95AT20252 | 20x25x2 MERV 15 (95-100%) Synthetic Mini Pleat Filter (AEOLUS) | 0
28056 | SMP-95AT20254 | 20x25x4 MERV 15 (95-100%) Synthetic Mini Pleat Filter (AEOLUS) | 6
28058 | SMP-95AT24122 | 12x24x2 MERV 15 (95-100%) Synthetic Mini Pleat Filter (AEOLUS) | 0
28057 | SMP-95AT24202 | 20x24x2 MERV 15 (95-100%) Synthetic Mini Pleat Filter (AEOLUS) | 0
28063 | SMP-95AT24242 | 24x24x2 MERV 15 (95-100%) Synthetic Mini Pleat Filter (AEOLUS) | 0
28059 | SMP-95AT24244 | 24x24x4 MERV 15 Synthetic Mini Pleat Filter | 0
28062 | SMP-98AT16204 | 16x20x4 MERV 16 (95-100%) Synthetic Mini Pleat Filter (AEOLUS) | 0
28061 | SMP-98AT20202 | 20x20x2 MERV 16 (95-100%) Synthetic Mini Pleat Filter (AEOLUS) | 9
28060 | SMP-98AT20252 | 20x25x2 MERV 16 (95-100%) Synthetic Mini Pleat Filter (AEOLUS) | 3
28065 | SMP-98AT24122 | 12x24x2 MERV 16 (95-100%) Synthetic Mini Pleat Filter (AEOLUS) | 10
28064 | SMP-98AT24202 | 20x24x2 MERV 16 (95-100%) Synthetic Mini Pleat Filter (AEOLUS) | 8
28066 | SMP-98AT24242 | 24x24x2 MERV 16 (95-100%) Synthetic Mini Pleat Filter (AEOLUS) | 9
29174 | SN3P | Filter, Panel, SN3P, 580mmH x 650mmW x 98mmD (3.88") | 0
29173 | SN3P/001428F | Filter, Panel, SN3P, 580mmH x 650mmW x 48mmD | 0
29175 | SN7S | Filter, Bag, EFSF6SN7 / SN7S, 580mmH x 650mmW x 700mmD (22.8"x25.6"x27.6") | 0
29176 | SNGF/000230F | Filter, Pad, SNGF, 580mmH x 650mmW | 0
29178 | ST718-00-03ZXC0 | HILCO Filter Cartridge | 0
29179 | Special Mini95-12122 | 12x12x2 M-15 Nexfil MINI Pleat | 0
29181 | T60 1/1 | Viledon 24x24x26 60% Pocket | 0
29182 | T60 1/2 | Viledon 12x24x26 6 Pocket | 0
29183 | T60S 1/1 | Viledon 24x24x20 60% Pocket | 0
29180 | T60S1/2 | Viledon 12x24x20 | 0
29186 | T90 1/1 - 8P | Viledon 24x24x26 85% 8Pocket | 0
29185 | TP-SOCK-GTC | Pre-filter sock for TurboPulse GTC style filters | 0
29184 | TP-WRAP-26-CON | Pre-filter wrap for 26" Turbopulse Conical Filters w/out Velcro Strap | 0
29187 | TP-WRAP-26-CYN | Pre-filter wrap for 26" Turbopulse Cylindrical Filters w/out Velcro Strap | 0
29189 | TP-WRAP-26V-CON | Pre-filter wrap for 26" Turbopulse Conical Filters with Velcro Strap | 0
29188 | TP-WRAP-26V-CYN | Pre-filter wrap for 26" Turbopulse Cylindrical Filters with Velcro Strap | 0
29190 | TPA-020 | Plastic Bracket for Pre-Filter for 24.24.4 | 0
29191 | TPP-010 | G2 Pre-Filter Wrap 24.24.4 | 0
29194 | TPV-002 | TPV002 V Panels 16" Deep 24x24x16 H12 | 0
29193 | UF3201NSD | UF3201NSD Uniflow Series Single Cartridge Liquid Vessel, 300 psi, 20"..Length, 1" FNPT, 316SS MOC.. | 0
29192 | ULPA | ULPA | 0
29195 | UVC | nan | 0
29201 | V-CUBE 202515 | V-CUBE 20x25x15 | 0
29196 | V-SOCK-2V1224 | 2V SOCK 12x24x12 V-Bank Filters | 0
29197 | V-SOCK-2V2424 | 2V SOCK 24x24x12 V-Bank Filters | 0
29199 | V-SOCK-4V1224 | 4V SOCK 12x24x12 V-Bank Filters | 0
29198 | V-SOCK-4V2024 | 4V SOCK 20x24x12 V-Bank Filters | 0
29200 | V-SOCK-4V2424 | 4V SOCK 24x24x12 V-Bank Filters | 0
29204 | VEE-CUBE | VEE CUBE | 0
29206 | VEE-CUBE 1/1 | VEE CUBE for 24x24x12 F7/F8 | 2070
29205 | VEE-CUBE 1/1-R | Reverse VEE CUBE for 24x24x12 F7/F8 , w/Extra Flaps on each side | 298
29207 | VEE-CUBE 1/2 | VEE CUBE for 12x24x12 F7/F8 | 305
29210 | VEE-CUBE 1/2-R | Reverse VEE CUBE for 12x24x12 F7/F8 w/ Extra Flaps on each side | 0
29209 | VEE-SOCK 1/1 | 24x24x12 MV/RP Moisture Coalescer | 1621
29211 | VEE-SOCK 1/2 | 12x24x12 MV/RP Moisture Coalescer | 95
29335 | VEE-SOCK 5/5 | VEE-SOCK 5/5 | 0
29208 | VEE-SOCK 5/6 | 20x24x12 MV/RP Moisture Coalesce | 100
29215 | VERSA � M 2� | Part #11S000008 VERSA � M 2� | 0
29212 | VF80M | VORTOX A 061085-C | 0
28079 | VP/00 | Viledon 20x20x2 Poly Panel | 252
28076 | VP/05 | Viledon 20x25x2 Poly Panel 20/case | 0
29214 | W 70X Paint Mist | W 70X Secondary Separator 26.8"x23.3"x23.6" (682x592x600) 9-Pocket DownStream Gasket; Plastic Frame | 0
28082 | WinAir 75 1/1 DSG | Viledon WinAir 75 1/1 24x24x26 (Orange) | 0
28081 | WinAir 95 1/1 DSG | Viledon WinAir 95 1/1 24x24x26 (Yellow) | 0
28084 | WinAir MVP-95 1/1 Non Recess | Viledon 24x24x12 96% V-Bank Non-Recessed w/DSG | 0
28086 | WinAir MVP-95 1/2 Non Recess | Viledon 12x24x12 96% V-Bank Non-Recessed w/DSG | 24
28085 | WinAir Pleat-2 1/1 | MERV8 Pleated Filter 24x24x2 | 0
28080 | WinAir Pleat-2 1/2 | MERV8 Pleated Filter 12x24x2 | 0
28087 | WinAirMVP-85-242412NR | MERV 13, V2, 24x24x12 w/DSG | 0
29213 | XP-L-2100E | XP-L-2100E..Parker XtreamPure Pleated Polypropylene Cartridge, 10 Micron, 6.2" OD..x 20" Length, Polypropylene Cage and End Caps, EPDM Seal, Temp..Limit: 180� F | 0
29217 | ZLN-SPECIAL | Special Carbon Impregnated Pleat | 0
28089 | ZLN122024AC | 12x20x2 Carbon Impregnated Pleat | 128
28088 | ZLN12242AC | 12x24x2 Carbon Impregnated Pleat | 47
28090 | ZLN12244AC | 12x24x4 Carbon Impregnated Pleat | 30
28096 | ZLN13221AC-SP | 13.5x22x1 Special Carbon Impregnated Pleat | 0
28091 | ZLN142024AC | 14x20x2 Carbon Impregnated Pleat | 0
28092 | ZLN161614AC | 16x16x1 Carbon Impregnated Pleat | 0
28097 | ZLN161624AC | 16x16x2 Carbon Impregnated Pleat | 26
28094 | ZLN162024AC | 16x20x2 Carbon Impregnated Pleat | 48
28101 | ZLN16221AC- SP | 16x22x1 Special Carbon Impregnated Pleat | 0
28095 | ZLN16242AC | 16x24x2 Carbon Impregnated Pleat | 0
28098 | ZLN16251AC | 16x25x1 Carbon Impregnated Pleat | 0
28093 | ZLN162524AC | 16x25x2 Carbon Impregnated Pleat | 429
29220 | ZLN162564AC | 16x25x6 Cabrotron Pleat | 0
28100 | ZLN17221AC-SP | 17x22x1 Special Carbon Impregnated Pleat | 0
28099 | ZLN18242AC | 18x24x2 Carbon Impregnated Pleat | 0
28102 | ZLN20162AC | 20x16x2 Carbon Impregnated Pleat | 0
28103 | ZLN20201AC | 20x20x1 Carbon Impregnated Pleat | 0
28104 | ZLN20202AC | 20x20x2 Carbon Impregnated Pleat | 324
28105 | ZLN202044AC | 20x20x4 Carbon Impregnated Pleat | 124
28106 | ZLN20221AC | 20x22x1 Carbon Impregnated Pleat | 0
28107 | ZLN20241AC-SP | 20x24x1 Carbon Impregnated Pleat | 0
28109 | ZLN20242AC | 20x24x2 Carbon Impregnated Pleat | 180
28108 | ZLN20244AC | 20x24x4 Carbon Impregnated Pleat | 214
28110 | ZLN20252AC | 20x25x2 Carbon Impregnated Pleat | 0
28111 | ZLN20254AC | 20x25x4 Carbon Impregnated Pleat | 0
29218 | ZLN202564AC | 20x25x6 Carbotron Pleat | 0
28113 | ZLN203014AC | 20x30x1 Carbon Impregnated Pleat | 0
28116 | ZLN24241AC | 24x24x1 Carbon Impregnated Pleat | 72
28112 | ZLN24242AC | 24x24x2 Carbon Impregnated Pleat | 398
28115 | ZLN24244AC | 24x24x4 Carbon Impregnated Pleat | 72
28114 | ZLN25251AC | 25x25x1 Carbon Impregnated Pleat | 0
29219 | ZLP-SPECIAL | Special Standard Capacity Pleat | 43
28117 | ZLP10101 | 10x10x1 MERV10 Standard Capacity Pleat | 0
28118 | ZLP10161 | 10x16x1 Special MERV10 Standard Capacity Pleat | 24
28119 | ZLP10174SP | 10 � x 17 � x 4 Special MERV10 Standard Capacity Pleat | 0
28120 | ZLP10181 | 10x18x1 MERV10 Standard Capacity Pleat | 84
29277 | ZLP10182SP | 10x18x2 MERV10 Standard Capacity Pleat | 72
28121 | ZLP10194SP | 10 � x 19 x 4 Special MERV10 Standard Capacity Pleat | 0
28122 | ZLP10201 | 10x20x1 MERV10 Standard Capacity Pleat | 275
28123 | ZLP10202 | 10x20x2 MERV10 Standard Capacity Pleat | 1119
28127 | ZLP10204SP | 10x20x4 SPECIAL MERV10 Standard Capacity Pleat | 56
28129 | ZLP10241 | 10x24x1 MERV10 Standard Capacity Pleat | 29
28125 | ZLP10251SP | 10x25x1 SPECIAL MERV10 Standard Capacity Pleat | 120
28130 | ZLP10252SP | 10x25x2 MERV10 Special Standard Capacity Pleat | 11
28124 | ZLP10262SP | 10x26x2 Special MERV10 Standard Capacity Pleat | 36
28128 | ZLP10301 | 10x30x1 MERV10 Standard Capacity Pleat | 154
28126 | ZLP10302SP | 10x30x2 NOMINAL - Special MERV10 Standard Capacity Pleat | 24
29273 | ZLP10311SP | 10x31x1 MERV10 Standard Capacity Pleat | 161
28131 | ZLP10401SP | 10x40x1 Special Standard Capacity Pleat | 0
28132 | ZLP10441SP | 10x44x1 Special MERV10 Standard Capacity Pleat | 0
28135 | ZLP10801SP | 10x80x1 Special Standard Capacity Pleat | 0
28133 | ZLP11141SP | 11x14x1 Special MERV10 Standard Capacity Pleat | 0
29270 | ZLP11171SP | 11x17x1 SPECIAL MERV10 Standard Capacity Pleat | 20
28134 | ZLP11194SP | 11.375 x 19 x 4 Special MERV10 Standard Capacity Pleat | 0
28136 | ZLP11261SP | 11x26x1 Special MERV10 Standard Capacity Pleat | 0
28137 | ZLP11262SP | 11x26x2 Special MERV10 Standard Capacity Pleat | 0
28138 | ZLP11264SP | 11.375 x 26.875 x 4 Special MERV10 Standard Capacity Pleat | 0
28140 | ZLP12121 | 12x12x1 MERV10 Standard Capacity Pleat | 12
28145 | ZLP12122 | 12x12x2 MERV10 Standard Capacity Pleat | 143
28139 | ZLP12124SP | 12x12x4 MERV10 Special Standard Capacity Pleat | 0
28143 | ZLP12161SP | 12x16x1 MERV10 Special Standard Capacity Pleat | 8
28142 | ZLP12162SP | 12x16x2 MERV10 Special Standard Capacity Pleat | 0
28141 | ZLP12201 | 12x20x1 MERV10 Standard Capacity Pleat | 245
28144 | ZLP12202 | 12x20x2 MERV10 Standard Capacity Pleat | 232
28148 | ZLP12241 | 12x24x1 MERV10 Standard Capacity Pleat | 107
28147 | ZLP12242 | 12x24x2 MERV10 Standard Capacity Pleat | 589
28149 | ZLP12244 | 12x24x4 MERV10 Standard Capacity Pleat | 216
28146 | ZLP12251 | 12x25x1 MERV10 Standard Capacity Pleat | 228
28150 | ZLP12252SP | 12x25x2 MERV10 Special Standard Capacity Pleat | 76
28151 | ZLP12301 | 12x30x1 MERV10 Standard Capacity Pleat | 108
28152 | ZLP12302SP | 12x30x2 Special MERV10 Standard Capacity Pleat | 0
29274 | ZLP12361SP | 12x36x1 Special Standard Capacity Pleat | 11
28155 | ZLP12381SP | 12x38x1 Special Standard Capacity Pleat | 0
29267 | ZLP12422SP | 12x42x2 MERV10 Standard Capacity Pleat | 35
29265 | ZLP12452SP | 12.25 x 45.75 x 2 Special MERV10 Standard Capacity Pleat | 630
28153 | ZLP13174SP | 13 � x 17 7/8 x 4 Special MERV10 Standard Capacity Pleat | 0
28157 | ZLP13221SP | 13.5x22x1 MERV10 Special Standard Capacity Pleat | 24
29264 | ZLP13271 | 13x27x1 Special MERV10 Standard Capacity Pleat; EXACT | 12
28156 | ZLP13302SP | 13x30x2 Special MERV10 Standard Capacity Pleat | 24
28154 | ZLP14141 | 14x14x1 MERV10 Standard Capacity Pleat | 80
28158 | ZLP14161SP | 14x16x1 Special MERV10 Standard Capacity Pleat | 0
28163 | ZLP14162 | 14x16x2 Special MERV10 Standard Capacity Pleat | 56
29268 | ZLP14182SP | 14x18x2 Special Standard Capacity Pleat | 104
29272 | ZLP14184SP | 14x18x4 Special Standard Capacity Pleat | 48
28161 | ZLP14201 | 14x20x1 Special Standard Capacity Pleat | 168
28159 | ZLP14202 | 14x20x2 MERV10 Standard Capacity Pleat | 1019
28160 | ZLP14211SP | 14x21x1 MERV10 Special Standard Capacity Pleat | 0
28162 | ZLP14221SP | 14x22x1 SPECIAL MERV10 Standard Capacity Pleat | 0
28164 | ZLP14231SP | 14x23x1 SPECIAL MERV10 Standard Capacity Pleat | 36
28165 | ZLP14241 | 14x24x1 MERV10 Standard Capacity Pleat | 71
28166 | ZLP14244SP | 14x24x4 MERV10 Special Standard Capacity Pleat | 0
28169 | ZLP14251 | 14x25x1 MERV10 Standard Capacity Pleat | 95
28167 | ZLP14252 | 14x25x2 MERV10 Standard Capacity Pleat | 540
28170 | ZLP14252SP | 14x25x2 SPECIAL MERV10 Standard Capacity Pleat | 0
28168 | ZLP14261SP | 14x26x1 MERV10 Special Standard Capacity Pleat | 0
28172 | ZLP14271 | 14x27x1 Special MERV10 Standard Capacity Pleat | 12
28171 | ZLP14301 | 14x30x1 MERV10 Standard Capacity Pleat | 71
28173 | ZLP14302SP | 14x30x2 Special MERV10 Standard Capacity Pleat | 79
29266 | ZLP14304SP | 14 1/2 x 30 5/8 x 4 Special MERV10 Standard Capacity Pleat; | 16
28174 | ZLP14461 | 14x46x1 Special MERV10 Standard Capacity Pleat | 11
28175 | ZLP15.515.52SP | 15 1/2 x 15 1/2 x 2 Special MERV10 Standard Capacity Pleat | 0
28178 | ZLP15.7535.752SP | 15 3/4x 35 3/4x 2 SPECIAL MERV10 Standard Capacity Pleat | 242
29262 | ZLP15151SP | 15x15x1 Special MERV10 Standard Capacity Pleat | 144
28177 | ZLP15152SP | 15 x 15 x 2 Special MERV10 Standard Capacity Pleat | 0
28180 | ZLP15154SP | 15 x 15 x 4 Special MERV10 Standard Capacity Pleat | 0
28179 | ZLP15201 | 15x20x1 MERV10 Standard Capacity Pleat | 216
28176 | ZLP15202 | 15x20x2 MERV10 Standard Capacity Pleat | 606
28181 | ZLP15232SP | 15x23x2 Special MERV10 Standard Capacity Pleat | 0
28184 | ZLP15251SP | 15x25x1 Special MERV10 Standard Capacity Pleat | 12
28182 | ZLP15252 | 15x25x2 MERV10 Standard Capacity Pleat | 24
29271 | ZLP15271SP | 15 x 27 x 1 Special MERV10 Standard Capacity Pleat | 35
29263 | ZLP15291SP | 15 x 29 x 1 Special MERV10 Standard Capacity Pleat; EXACT | 12
28183 | ZLP15301 | 15x30x1 Special MERV10 Standard Capacity Pleat | 228
28185 | ZLP15302 | 15x30x2 MERV10 Standard Capacity Pleat | 242
28188 | ZLP15305/81SP | 15x30 5/8x1 MERV10 Standard Capacity Pleat | 14
29275 | ZLP15311SP | 15x31x1 Special MERV10 Standard Capacity Pleat | 60
28187 | ZLP161/4172SP | 16 1/4x17 3/4x2 MERV10 Special Standard Capacity Pleat | 0
28186 | ZLP161/4241SP | 16 1/4x24x1 MERV10 Special Standard Capacity Pleat | 0
28189 | ZLP161/4242SP | 16 1/4x24x2 MERV10 Special Standard Capacity Pleat | 0
28191 | ZLP16161 | 16x16x1 MERV10 Standard Capacity Pleat | 237
28190 | ZLP16162 | 16x16x2 MERV10 Standard Capacity Pleat | 806
29282 | ZLP16164SP | 16x16x4 MERV10 Standard Capacity Pleat | 54
28193 | ZLP16182SP | 16x18x2 SPECIAL MERV10 Standard Capacity Pleat | 24
28194 | ZLP16201 | 16x20x1 MERV10 Standard Capacity Pleat | 619
28192 | ZLP16202 | 16x20x2 MERV10 Standard Capacity Pleat | 1622
28195 | ZLP16204 | 16x20x4 MERV10 Standard Capacity Pleat | 444
28197 | ZLP16221 | 16x22x1 Special MERV10 Standard Capacity Pleat | 56
28196 | ZLP16241 | 16x24x1 MERV10 Standard Capacity Pleat | 542
28199 | ZLP16242 | 16x24x2 MERV10 Standard Capacity Pleat | 436
28200 | ZLP16242SP | 16 1/4x24x2 MERV10 Special Standard Capacity Pleat | 0
28198 | ZLP16244 | 16x24x4 MERV10 Standard Capacity Pleat | 203
28203 | ZLP16251 | 16x25x1 MERV10 Standard Capacity Pleat | 681
28202 | ZLP16252 | 16x25x2 MERV10 Standard Capacity Pleat | 1667
28201 | ZLP16254 | 16x25x4 MERV10 Standard Capacity Pleat | 146
28204 | ZLP163/4241SP | 16 3/4x24x1 MERV10 Special Standard Capacity Pleat | 0
28205 | ZLP163/4242SP | 16 3/4x24x2 MERV10 Special Standard Capacity Pleat | 0
28206 | ZLP16301 | 16x30x1 MERV10 Standard Capacity Pleat | 211
28208 | ZLP16302 | 16x30x2 MERV10 Standard Capacity Pleat | 139
28207 | ZLP16321SP | 16x32x1 SPECIAL MERV10 Standard Capacity Pleat | 0
28210 | ZLP16322SP | 16x32x2 SPECIAL MERV10 Standard Capacity Pleat | 0
29278 | ZLP16422SP | 16x42x2 SPECIAL MERV10 Standard Capacity Pleat | 24
28209 | ZLP171/4282SP | 17 1/4 x 28x2 Special MERV10 Standard Capacity Pleat | 0
28213 | ZLP17221SP | 17x22x1 MERV10 Special Standard Capacity Pleat | 71
28215 | ZLP17232SP | 17x23x2 Special MERV10 Standard Capacity Pleat | 0
28214 | ZLP17331SP | 17 3/4x33x1 MERV10 Special Standard Capacity Pleat | 0
28211 | ZLP17332SP | 17 3/4x33x2 MERV10 Special Standard Capacity Pleat | 0
28212 | ZLP17352SP | 17x35x2 Special MERV10 Standard Capacity Pleat | 0
28216 | ZLP181/292SP | 18 1/2 x 9 1/2 x 2 Special MERV10 Standard Capacity Pleat | 0
28217 | ZLP18164SP | 18x16x4 SPECIAL MERV10 Standard Capacity Pleat | 48
28218 | ZLP18181 | 18x18x1 MERV10 Standard Capacity Pleat | 46
28221 | ZLP18182 | 18x18x2 MERV10 Standard Capacity Pleat | 184
28220 | ZLP18184SP | 18x18x4 SPECIAL MERV10 Standard Capacity Pleat | 84
28219 | ZLP18201 | 18x20x1 MERV10 Standard Capacity Pleat | 208
28224 | ZLP18202 | 18x20x2 MERV10 Standard Capacity Pleat | 268
28225 | ZLP18204 | 18x20x4 MERV10 Standard Capacity Pleat | 50
28222 | ZLP18221SP | 18x22x1 Special MERV10 Standard Capacity Plea | 120
28223 | ZLP18222 | 18x22x2 MERV10 Standard Capacity Plea | 24
28228 | ZLP18241 | 18x24x1 MERV10 Standard Capacity Pleat | 177
28226 | ZLP18242 | 18x24x2 MERV10 Standard Capacity Pleat | 436
28227 | ZLP18244 | 18x24x4 MERV10 Standard Capacity Pleat | 204
28229 | ZLP18251 | 18x25x1 MERV10 Standard Capacity Pleat | 314
28231 | ZLP18252 | 18x25x2 MERV10 Standard Capacity Pleat | 194
28232 | ZLP18301 | 18x30x1 MERV10 Standard Capacity Pleat | 95
28233 | ZLP18302SP | 18x30x2 Special MERV10 Standard Capacity Pleat | 11
28230 | ZLP18312SP | 18 x 31.5 x 2 Special MERV10 Standard Capacity Pleat | 0
28235 | ZLP18371SP | 18x37x1 Special MERV10 Standard Capacity Pleat | 0
29276 | ZLP191/2271 | 19 1/2x27x1 Special MERV10 Standard Capacity Pleat | 72
28234 | ZLP191/2312SP | 19 1/2 x 31 x 2 Special MERV10 Standard Capacity Pleat | 0
28237 | ZLP19242SP | 19x24x2 Special MERV10 Standard Capacity Pleat; EXACT | 3
28236 | ZLP19271 | 19x27x1 Special MERV10 Standard Capacity Pleat | 11
28239 | ZLP201/4192SP | 20 1/4 x 19 1/2 x 2 Special MERV10 Standard Capacity Pleat | 0
28238 | ZLP20201 | 20x20x1 MERV10 Standard Capacity Pleat | 647
28240 | ZLP20202 | 20x20x2 MERV10 Standard Capacity Pleat | 880
28242 | ZLP20204 | 20x20x4 MERV10 Standard Capacity Pleat | 273
28241 | ZLP20221 | 20x22x1 MERV10 Standard Capacity Pleat | 109
28244 | ZLP20222SP | 20x22x2 Special MERV10 Standard Capacity Pleat | 72
28248 | ZLP20241 | 20x24x1 MERV10 Standard Capacity Pleat | 195
28243 | ZLP20242 | 20x24x2 MERV10 Standard Capacity Pleat | 2185
28245 | ZLP20244 | 20x24x4 MERV10 Standard Capacity Pleat | 128
28246 | ZLP20251 | 20x25x1 MERV10 Standard Capacity Pleat | 55
28247 | ZLP20252 | 20x25x2 MERV10 Standard Capacity Pleat | 1098
28249 | ZLP20254 | 20x25x4 MERV10 Standard Capacity Pleat | 145
28250 | ZLP20301 | 20x30x1 MERV10 Standard Capacity Pleat | 162
28253 | ZLP20302 | 20x30x2 MERV10 Standard Capacity Pleat | 180
29280 | ZLP20302SP | 20x30x2 MERV10 Standard Capacity Pleat; EXACT | 12
28251 | ZLP20352 | 20x35x2MERV10 Standard Capacity Pleat | 10
28252 | ZLP211/2202SP | 21-1/2x20-1/2 x2 SPECIAL MERV10 Standard Capacity Pleat | 0
28254 | ZLP21172SP | 21 1/2x17 3/4x2 MERV10 Special Standard Capacity Pleat | 0
28255 | ZLP21211 | 21x21x1 MERV10 Standard Capacity Pleat | 51
28256 | ZLP21231SP | 21x23x1 SPECIAL MERV10 Standard Capacity Pleat | 0
28257 | ZLP21282 | 21x28x2 MERV10 Standard Capacity Pleat | 12
28259 | ZLP22221 | 22x22x1 MERV10 Standard Capacity Pleat | 163
28260 | ZLP22222SP | 22x22x2 MERV10 Standard Capacity Pleat | 5
28261 | ZLP22241SP | 22x24x1 MERV10 Special Standard Capacity Pleat | 0
28258 | ZLP22262SP | 22x26x2 Special MERV10 Standard Capacity Pleat | 0
29222 | ZLP22271SP | 22x27x1 MERV10 Standard Capacity Pleat, Special | 0
29281 | ZLP23304SP | 23x30x4 MERV10 Standard Capacity Pleat | 24
28262 | ZLP24241 | 24x24x1 MERV10 Standard Capacity Pleat | 253
28263 | ZLP24242 | 24x24x2 MERV10 Standard Capacity Pleat | 638
28264 | ZLP24244 | 24x24x4 MERV10 Standard Capacity Pleat | 908
29269 | ZLP24251SP | 24x25x1 MERV10 Special High Capacity Pleat | 24
28265 | ZLP24252SP | 24x25x2 MERV10 Special High Capacity Pleat | 0
28266 | ZLP24282SP | 24x28x2 Special MERV10 Standard Capacity Pleat | 0
28267 | ZLP24301 | 24x30x1 MERV10 Standard Capacity Pleat | 78
28268 | ZLP25251 | 25x25x1 MERV10 Standard Capacity Pleat | 108
28269 | ZLP25252 | 25x25x2 MERV10 Standard Capacity Pleat | 154
28270 | ZLP25301SP | 25x30x1 (MERV 10) SC Pleated Filter, SPCL | 84
28272 | ZLP28.529.54SP | 28.5x29.5x4 Special MERV10 Standard Capacity Pleat | 24
28271 | ZLP29171/22SP | 29x17 1/2 x 2 Special MERV10 Standard Capacity Pleat | 0
28275 | ZLP29291SP | 29 1/2 x 29 1/2 x 1 SPECIAL MERV10 Standard Capacity Pleat | 60
29279 | ZLP29292SP | 29 1/2 x 29 1/2 x 2 SPECIAL MERV10 Standard Capacity Pleat | 53
28274 | ZLP29294-SP | 29 1/2 x 29 12 x 4 Special MERV10 Standard Capacity Pleat | 5
28273 | ZLP301/2172SP | 30 1/2 x 17 1/4 x 2 Special MERV10 Standard Capacity Pleat | 0
28276 | ZLP30442SP | 30x44x2 (MERV 10) SC Pleated Filter, SPCL | 0
28277 | ZLP6341SP | 6 1/4 x 34 x 1 Special Standard Capacity Pleat | 0
28278 | ZLP7301SP | 7x30x1 MERV10 Special Standard Capacity Pleat | 0
28280 | ZLP7381SP | 7x38x1 MERV10 Special Standard Capacity Pleat | 0
28281 | ZLP8161 | 8x16x1 Special MERV10 Standard Capacity Pleat | 179
28279 | ZLP8241 | 8x24x1 Special MERV10 Standard Capacity Pleat | 126
28283 | ZLP8241SP | 8x24x1 (MERV 10) SC Pleated Filter, SPCL | 0
28282 | ZLP8341 | 8x34x1 Special MERV10 Standard Capacity Pleat | 79
28284 | ZLP8341SP | 8x34x1 (MERV 10) SC Pleated Filter, SPCL | 0
28285 | ZLP91/2172SP | 9 1/2 x17 1/2 x 2 Special MERV10 Standard Capacity Pleat | 0
28286 | ZLP9242SP | 19x24x2 Special MERV10 Standard Capacity Pleat; EXACT | 24
28287 | ZLP9292SP | 9 1/2 x 29 1/2 x 2 Special MERV10 Standard Capacity Pleat; EXACT | 0
28293 | ZLPSP13H27F1E | 13.5 x 27.375 x 1 MERV 10 Special ZLP Pleat Exact | 0
28290 | ZLPSP15301SP | 15x30x1 Merv 10 Special Pleat | 0
28291 | ZPK122412 | 12x24x12 Rigid Box Filter 95% Fiberglass | 81
28289 | ZPK24241285 | 24.0 X 24.0 X 12 in Glass Z-PAK MERV 13 (85%) Box Nominal | 0
28288 | ZPK24241295 | 24x24x12 Rigid Box Filter 95% Fiberglass | 76
29221 | ZPK2424695HO | 24x24x6 Rigid Box Filter 95% Fiberglass HEADER | 0
29224 | ZPS-SPECIAL | Special Synthetic Rigid Box Filter | 0
28292 | ZPS122012-95H | 12x20x12 Sythetic Z-Pack 95% Header | 0
28294 | ZPS122012-95NH | 12x20x12 Sythetic Z-Pack 95% No Header | 0
28297 | ZPS12206-95H | 12x20x6 Sythetic Z-Pack 95% Header | 4
28295 | ZPS122412-65NH | 12x24x12 Synthetic Media 65% Rigid Box Filter Non-Headered | 4
29223 | ZPS122412-85H | 12x24x12 Synthetic Media 85% Rigid Box Filter Headered | 0
28296 | ZPS122412-85NH | 12x24x12 Synthetic Media 85% Rigid Box Filter Non-Headered | 0
29225 | ZPS122412-95H | 12x24x12 Synthetic Media 95% Rigid Box Filters Single Header | 0
28298 | ZPS122412-95NH | 12x24x12 Synthetic Media 95% Rigid Box Filter Non-Headered | 198
29226 | ZPS12241265HO | 12x24x12 Rigid Box Filter 65% Header | 0
28299 | ZPS12241285BO | 12.0 X 24.0 X 12 in Synthetic Z-PAK MERV 13 (85%) Box Frame Nominal, Non-Headered | 0
29228 | ZPS12241295BO | 12.0 X 24.0 X 12 inch Synthetic Z-PAK MERV 14 (95%) Box Style Nominal Size | 0
29227 | ZPS12241295HO | 12x24x12 Rigid Box Filter 95% Header | 0
28300 | ZPS122412F-95NH | 12x24x12 Fiberglass Media (MERV 15) 95% Rigid Box Filter Non-Headered | 0
28302 | ZPS12246-Merv14 | 12x24x6 Synthetic Merv 14 Rigid Box Filter | 0
28301 | ZPS1224665-NH | 12x24x6 Synthetic 65% Rigid Box Non-Header | 22
28305 | ZPS1224665HO | 12x24x6 (MERV 14) Synthetic 65% Rigid Box HEADERED | 26
28306 | ZPS1224695-HO | 12 X 24 X 6 in Synthetic Z-PAK MERV 14 (95%) Box Nominal HEADERED | 0
28304 | ZPS1224695-NH | 12 X 24 X 6 in Synthetic Z-PAK MERV 14 (95%) Box Nominal | 19
28303 | ZPS162012-95DH | 16x20x12 Synthetic Media 95% Rigid Box Filter Double-Headered | 2
29230 | ZPS16201285HO | 16x20x12 Synthetic Z-PAK MERV 13 (85%) Header | 32
28307 | ZPS16201295BO | 16x20x12 Rigid Air Box Sytle filter 95% Metal Frame | 22
28308 | ZPS16201295HO | 16x20x12 Rigid Air Box Sytle filter 95% Metal Frame Single Header | 0
28309 | ZPS1620685H | 16.0 X 20.0 X 6 in Synthetic Z-PAK MERV13..(85%) Box Nominal-HEADER | 70
28311 | ZPS162512-95DH | 16x25x12 Synthetic Media 95% Rigid Box Filter Double-Headered | 2
28310 | ZPS162512-95NH | 16x25x12 Synthetic Media 95% Rigid Box Filter Non-Headered | 0
28313 | ZPS202012-85 NH | 20x20x12 Rigid Box Filters 85% Synthetic Non Headered | 20
28312 | ZPS202012-95DH | 20x20x12 Synthetic Media 95% Rigid Box Filter Double-Headered | 2
28315 | ZPS202012-95H | 20x20x12 Synthetic Media 95% Rigid Box Filter Headered | 0
28316 | ZPS202012-95NH | 20x20x12 Synthetic Media 95% Rigid Box Filter Non-Headered | 0
29229 | ZPS20201285HO | 20x20x12 Synthetic Z-PAK MERV 13 (85%) Header | 0
28314 | ZPS20206-95H | 20x20x6 Synthetic Z-Pack 95% Header | 0
28317 | ZPS202412-95H | 20x24x12 Synthetic Media 95% Rigid Box Filter Headered | 0
28318 | ZPS202412-95NH | 20x24x12 Synthetic Media 95% Rigid Box Filter - No Headered | 11
28319 | ZPS20246-65H | 20x24x6 Synthetic Z-Pack 65% Header | 0
28321 | ZPS20246-95H | 20x24x6 Synthetic Z-Pack 95% Header | 0
28320 | ZPS202512-95NH | 20x25x12 Synthetic Media 95% Rigid Box Filter Non-Headered | 10
28323 | ZPS2025685-H | 20x25x6 Synthetic Media 85% Rigid Box Filter Non-Headered | 5
28326 | ZPS242412-65NH | 24x24x12 Synthetic Media 65% Rigid Box Filter Non-Headered | 0
29232 | ZPS242412-85H | 24x24x12 Synthetic Media 85% Rigid Box Filter Headered | 0
28322 | ZPS242412-85NH | 24x24x12 Synthetic Media 85% Rigid Box Filter Non-Headered | 2
28324 | ZPS242412-95H | 24x24x12 Rigid Box Filters 95% Sythentic Single Header | 0
28325 | ZPS242412-95NH | 24x24x12 Synthetic Media 95% Rigid Box Filter Non-Headered | 133
29231 | ZPS24241265HO | 24x24x12 Rigid Box Filter 65% Header | 0
28328 | ZPS24241285BO | 24.0 X 24.0 X 12 in Synthetic Z-PAK MERV 13 (85%) Box Frame Nominal, Non-Headered | 0
29233 | ZPS24241295HO | 24x24x12 Rigid Box Filter 95% Header | 6
28327 | ZPS242412F-95NH | 24x24x12 Fiberglass Media (MERV 15) 95% Rigid Box Filter Non-Headered | 0
28330 | ZPS24246 | 24x24x6 Synthetic 85% Rigid Box Filter | 0
28329 | ZPS24246-85NH | 24x24x6 Sythetic Z-Pack 85% No Header | 0
28331 | ZPS24246-Merv14 | 24x24x6 Synthetic Merv 14 Rigid Box Filter | 32
28332 | ZPS2424665-NH | 24x24x6 Synthetic 65% Rigid Box Non-Header | 4
28335 | ZPS2424665HO | 24x24x6 Synthetic 65% Rigid Box HEADERED | 5
28334 | ZPS2424695-HO | 24 X 24 X 6 in Synthetic Z-PAK MERV 14 (95%) Box Nominal HEADERED | 48
28333 | ZPS2424695-NH | 24 X 24 X 6 in Synthetic Z-PAK MERV 14 (95%) Box Nominal | 40
28336 | ZPS2424695BO | 24x24x6 Synthetic MERV 14 Rigid Box Non-Header | 0
29234 | ZPS2520685HO | 25.0 X 20.0 X 6 in Synthetic Z-PAK MERV 13 (85%) Header Nominal | 0
28695 | eMaxx E-10 1/1 DSGP | 24" x 24" x 17" eMaxx High Efficiency Cassette Filter w/DSG Foamed-on PU | 0